## Alphabetical sort
Project | Unit or Planning # | Funding Source | Dept | Trade | Est. Cost | FY 2017 | FY 2018 | FY 2019 | FY 2020 | FY 2021 | FY 2022 | FY 2023 | FY 2024 | FY 2025 | FY 2026 | FY 2027 | District | Max Bldg # | Priority Code | Category/ Description | Other Notes
429 Park Place - Replace A/C Unit | F0074 | ADV | Central | HVAC | 40000 | FY 2019: 40000 | 7 | 47 | 3 |  | Replace AC Unit (Reach life expectancy)
4th Street Parking Lot-Reseal & Stripe | F0237 | ADV | Gov Ctr | Paving | 80000 | FY 2019: 80000 | 7 | 1124 | 3 |  | Maintenance
4th Street Parking Lot- Replace Lighting & Poles | F0114 | ADV | Gov Ctr | Elect | 100000 | FY 2019: 50000; FY 2020: 50000 | 7 | 1124 | 3 |  | Original Poles & lighting; 2/24 split 100 from 17 to 18 & 19
800MHZ Connemarra Condo | EF8001 | 3801 | Fire800 | LV | 35000 | FY 2018: 35000 | 1 | 1367 | 2 |  | The FACP system life expectancy date shown is listed and generates a replacement plan due to the installed version not being manufacturer or supported, parts no longer readily available, and electronic equipment estimated life cycles have been reached.
800MHZ Duda Tower - Replace Roof | F0279 | ADV | West | Roof | 25000 | FY 2019: 25000 | 6 | 84 | 3 |  | Failure to replace will exponentially increase the cost of replacement if damage to building.
800MHZ Radio Tower 20 Mile Bend Halon Replacement | EF8002 | 3801 | Fire800 | Fire | 35000 | FY 2018: 35000 | 6 | 1394 | 2 |  | System is past end of life and will need to be replaced to a Sapphire (Novec 1230). If a discharge occurs, it will have to be replaced as emergency. Funding is based on most recent estimate from Gun Club Bldg A IT Room.
800MHZ Radio Tower Forest Hill Halon Replacement | EF8003 | 3801 | Fire800 | Fire | 35000 | FY 2018: 35000 | 2 | 1393 | 2 |  | System is past end of life and will need to be replaced to a Sapphire (Novec 1230). If a discharge occurs, it will have to be replaced as emergency. Funding is based on most recent estimate from Gun Club Bldg A IT Room.
810 Datura - AC Replacement Project Phase #2 | F0005 | ADV | Central | HVAC | 775000 | FY 2017: 775000 | 7 | 21 | 3 |  | AC Replacement Project Construction Phase #2. ( the Original cost required a budget adjustment) Old project but new line item
810 Datura - Parking lot Renovations | F0002 | ADV | Central | Paving | 45000 | FY 2017: 45000 | 7 | 21 | 2 |  | Parking lot Renovations/reach life expect.
810 Datura Building Replacement | Q018 | IST | FDO | GC | 23000000 | FY 2025: 23000000 | 7 |  |  | General Government Facilities
ACC - Epoxy Flooring | F0489 | ADV | North | Floor | 33925 | FY 2022: 33925 | 2 | 815 | 3 |  | Postponing - Minor repairs made, this project will be full re-coat 2/24/16 move from 17 to 22
ACC - Kennel #1 Roof Replacement | F0037 | ADV | North | Roof | 68150 | FY 2017: 68150 | 2 | 1210 | 3 |  | Called out in on-going kennel HVAC project, might consider combining. Metal finish is poor
ACC - Kennel #2 Roof Replacement | F0038 | ADV | North | Roof | 68150 | FY 2017: 68150 | 2 | 1211 | 2 |  | Called out in on-going kennel HVAC project, might consider combining. Metal finish is poor
Acreage Community Park Recreation Center | T156 | IST | Parks | GC | 3000000 | FY 2022: 3000000 | 6 |  |  | Existing Park Redevelopment or Expansion | Request from Indian Trails Improvement District for an indoor/gymnasium facility to meet the demand of the residents in this area of the County. Palm Beach County Parks and Recreation Department owns this property and leases a portion to ITID.
Acreage Substation | Q017 | IST | FDO | GC | 3350000 | FY 2023: 3350000 | 6 |  |  | Sheriff - FDO
Ag Center #2 Print Shop & Conference Room - Interior paint Five Bldgs | F0138 | ADV | North | Paint | 55250 | FY 2021: 55250 | 7 | 82 | 3 |  | Interior paint is over 15 years old, for five buildings
AG Center, Maintenance Building, FACP Replacement | EF0045 | ADV | Fire | LV | 50000 | FY 2024: 50000 | 7 | 75 | 3 |  | The FACP system will have reached the end of life expectancy for FY shown. This R/R listed is a replacement due to the installed version not being manufacturer or supported, parts no longer readily available, and electronic equipment estimated life cycles have been reached.
Ag Dept - Replace exterior doors & frames | F0163 | ADV | West | GC | 40000 | FY 2018: 40000 | 7 | 61 | 4 |  | Heavily used, structure failing.
Agriculture Complex - Bldg #2 - Replace two split systems | F0256 | ADV | North | HVAC | 70070 | FY 2019: 70070 | 7 | 128 | 3 |  | Original equipment, 20 yrs old. Time to go 2/24/16 move from 17 to 19
Agriculture Complex - Bldg #3 - Replace split system | F0142 | ADV | North | HVAC | 73255 | FY 2018: 73255 | 7 | 1173 | 3 |  | Original equipment but reviewed and condition will allow this to be moved out two years
Agriculture Complex - Exhibit Hall Bldg - Carpet replacement | F0140 | ADV | North | Floor | 65250 | FY 2018: 65250 | 7 | 127 | 3 |  | High profile site and high traffic & abusive area
Agriculture Complex - Print Shop Bldg#4 - VCT replacement | F0356 | ADV | North | Floor | 37700 | FY 2020: 37700 | 7 | 82 | 3 |  | Too many patch jobs and floor defects coming through. 2/24/16 move from 17 to 20
Airport Center I, FACP Replacement | EF0046 | ADV | Fire | LV | 75000 | FY 2024: 75000 | 2 | 554 | 3 |  | The FACP system will have reached the end of life expectancy for FY shown. This R/R listed is a replacement due to the installed version not being manufacturer or supported, parts no longer readily available, and electronic equipment estimated life cycles have been reached.
Animal Care - Kennel #1 - Four (4) Safety platforms | F0039 | ADV | North | GC | 80600 | FY 2017: 80600 | CW/2 | 1210 | 2 |  | Access issues for service on the exhaust fans. Safety hazards. DO NOT MOVE
Animal Care - Kennel #2 - Four (4) Safety platforms | F0040 | ADV | North | GC | 80600 | FY 2017: 80600 | CW/2 | 1211 | 2 |  | Access issues for service on the exhaust fans. Safety hazards. DO NOT MOVE
Animal Care - Kennel #3 - Four (4) Safety platforms | F0041 | ADV | North | GC | 80600 | FY 2017: 80600 | CW/2 | 1212 | 2 |  | Access issues for service on the exhaust fans. Safety hazards. DO NOT MOVE
Animal Care & Control | Q008 | IST | FDO | GC | 21000000 | FY 2019: 6000000; FY 2020: 7000000; FY 2022: 8000000 | CW/2 |  |  | General Government Facilities
Animal Care & Control - Modular Trailer roof | F0135 | ADV | North | Roof | 32000 | FY 2018: 32000 | CW/2 | 1888 | 3 |  | If the modular building is considered worth a re-roof or total replacement should be looked at
Animal Care & Control FACP Replacement | EF0040 | ADV | Fire | LV | 60000 | FY 2022: 60000 | CW/2 | 815 | 2 |  | The FACP system will have reached the end of life expectancy for FY shown. This R/R listed is a replacement due to the installed version not being manufacturer or supported, parts no longer readily available, and electronic equipment estimated life cycles have been reached.
Animal Care & Control Re-Key Facilities | ES0002 | ADV | Sec/Access | GC | 50000 | FY 2017: 50000 | CW/2 | 815 | 1 |  | The FACP system life expectancy date shown is listed and generates a replacement plan due to the installed version not being manufacturer or supported, parts no longer readily available, and electronic equipment estimated life cycles have been reached.
Animal Care & Control, Modular, FACP Replacement | EF0027 | ADV | Fire | LV | 20000 | FY 2021: 20000 | CW/2 | 1888 | 2 |  | Combo Panel Separation/add fire alarm
Animal Care & Control, Pahokee Facility, FACP Replacement | EF0028 | ADV | Fire | LV | 20000 | FY 2021: 20000 | 6 | 1568 | 2 |  | Combo Panel Separation/add fire alarm
APC 1 Elevator upgrades | F0214 | ADV | Central |  | 85000 | FY 2019: 85000 | 2 | 554 | 3 |  | Reach life expectancy Moved from 17-19
APC 1 -Mammoth Chiller Unit | F0330 | ADV | Central | HVAC | 750000 | FY 2020: 750000 | 2 | 554 | 3 |  | Replace AC Unit (Reach life expectancy) This A/C system must be reevaluated by PBC/CID
APC 1 Remodel (5) Unisex restroom | F0215 | ADV | Central | GC | 100000 | FY 2019: 100000 | 2 | 554 | 3 |  | (Moved from 2017 to FY 2019) Upgrade Reach life expect..
Aqua Crest Pool Facility Replacement | T077 | IST | Parks | GC | 6000000 | FY 2019: 6000000 | 7 |  |  | Aquatic Facility Repair and Replacement | Public pool facility in need of overhaul (built in 1978). Renovation will include pool deck replacement, filter system replacement, baby pool and playground replacement (playground recently was removed completely for safety reasons) with redesigned family friendly water feature, refurbished swim team rooms and adding moveable bulkhead, geothermal heating/cooling system and shade structures. Baby pool is currently running with special Health Dept. permission. Deck is sinking and must be shored up and replaced. Structural integrity of surge pits and filtration system is concerning. If filtration is compromised pool will be closed.
Aquacrest Pool Replace Roof Top HVAC | P0005 | ADV | South | HVAC | 25000 | FY 2017: 25000 | 7 | 369 | 4 |  | 2002 DX System past useful life span
Aquatic Center Admin - Caulk, seal & paint exterior of bldg (May do in FY 2017) | P0069 | ADV | West | GC | 25000 | FY 2020: 25000 | 6 | 1708 | 2 |  | Building showing signs of coating failure/future water intrusion a concern
BASCR Basketball Courts Light Replacement | T115 | IST | Parks | Elect | 100000 | FY 2020: 100000 | 5 |  |  | Sports Lighting Replacement | Lighting is approaching the end of its expected life cycle needs replacement to maintain safe play on sport fields - Basketball Courts (2 courts) (installed in 1996)
BASCR Boat Ramp Replacement | T140 | IST | Parks | GC | 250000 | FY 2021: 250000 | 5 |  |  | Fresh Water Boat Ramps | The mat ramps are a constant maintenance concern. They are uneven, have missing and damaged concrete tiles, broken cables and the ends are undermining from prop blast. The inappropriate use such as oversized boats and commercial service of boats has accelerated the deterioration of these concrete mat boat ramp structures. Replacing these mat ramps with solid concrete DOT ramps built with headers and sheet piling will greatly reduce maintenance and increase public safety.
BASCR Boundless Playground Surface Replacement | T080 | IST | Parks | GC | 100000 | FY 2019: 100000 | 5 |  |  | Playground Replacement | Boundless playground surfacing has been patched many times and needs replacement to maintain safe playground/fall zone integrity. Approaching the end of its expected life.
BASCR Dog Park Pathway Repairs | T068 | IST | Parks | GC | 25000 | 0 | 25000 | 0 | 0 | 0 | 0 | 0 | 0 | 0 | 0 | 0 | 5 |  |  | Asphalt Paving and Striping | These are public recreational pathways in need of capital maintenance, scheduled resurfacing, and repairs to ensure safe public use free of hazards.
BASCR Fields 12,13 Light Replacement | T042 | IST | Parks | Elect | 200000 | 0 | 200000 | 0 | 0 | 0 | 0 | 0 | 0 | 0 | 0 | 0 | 5 |  |  | Sports Lighting Replacement | Lighting approaching the end of its expected life cycle needs replacement to maintain safe play on sport fields - Multipurpose fields #12-13 (lights installed in 1996)
BASCR Fields 4,5,6,7 Light Replacement | T008 | IST | Parks | Elect | 400000 | 400000 | 0 | 0 | 0 | 0 | 0 | 0 | 0 | 0 | 0 | 0 | 5 |  |  | Sports Lighting Replacement | Lighting approaching the end of its expected life cycle needs replacement to maintain safe play on sport fields - Ballfields #4,5,6,7 (lights installed in 1996)
BASCR Fields 8,9,10,11 Light Replacement | T009 | IST | Parks | Elect | 400000 | 400000 | 0 | 0 | 0 | 0 | 0 | 0 | 0 | 0 | 0 | 0 | 5 |  |  | Sports Lighting Replacement | Lighting approaching the end of the expected life cycle needs replacement to maintain safe play on sport fields - Ballfields #8,9,10,11 (lights installed in 1996)
BASCR Nature Trail Boardwalk Replacement | T039 | IST | Parks | GC | 225000 | 0 | 225000 | 0 | 0 | 0 | 0 | 0 | 0 | 0 | 0 | 0 | 5 |  |  | Bridge or Boardwalk Replacement | Boardwalk structure continues to be patched for decay as it is past its expected lifecycle and needs replaced (built in 1996). Areas have already had to be closed to the public in the past year for safety. If this boardwalk becomes unsafe for pedestrians it will be completely closed and affect our level of service. Structural stability of overlook tower continues to be assessed for safety and may need to be permanently closed.
BASCR Pathway Repairs | T062 | IST | Parks | GC | 40000 | 0 | 40000 | 0 | 0 | 0 | 0 | 0 | 0 | 0 | 0 | 0 | 5 |  |  | Asphalt Paving and Striping | These are public recreational pathways in need of capital maintenance, scheduled resurfacing, and repairs to ensure safe public use free of hazards.
BASCR Playground Replacement | T089 | IST | Parks | GC | 32750 | FY 2019: 32750 | 5 |  |  | Playground Replacement | Play structure (near tennis courts) past its expected lifecycle and in need of replacement for continued safe play of children. Old sand surfacing not ADA compliant and will be replaced with engineered mulch surface.
BASCR Street and Parking Lot Light Replacement | T179 | IST | Parks | Elect | 540000 | FY 2023: 540000 | 5 |  |  | Parking Lot Lighting Replacement | Replacement of existing light fixtures with LED lights at street and parking lots. New LED fixtures will improve lighting for safety as well as energy efficiency.
BASCR Tennis Courts Light Replacement | T126 | IST | Parks | Elect | 950000 | FY 2021: 950000 | 5 |  |  | Sports Lighting Replacement | Lighting is approaching the end of its expected life cycle needs replacement to maintain safe play on athletic courts - Tennis Courts (19 courts) (installed in 1996)
Beach Access Dune Crossover and Dock Repair and Replacement | T071 | IST | Parks | GC | 250000 | 0 | 25000 | 25000 | 25000 | 25000 | 31226 | 35134 | 55000 | 28640 | 0 | 0 | CW |  |  | Bridge or Boardwalk Replacement | Beach access dune crossovers and docks for fishing are in need of repair and replacement county-wide. Many have severely rusted hardware and without replacement, when they are deemed unsafe, they will need to be closed. Some examples of this are beach access points 32, 35, 43, 59, 60, 62, 75 and 76.
Belle Glade Library/Civic Center/Exterior weatherproofing | L0020 | L MSTU | West | Paint | 40000 | FY 2020: 40000 | 6 | 2419
Belle Glade Waste water maintenance shop/Roofing | W0004 | WUD | West | Roof | 30000 | FY 2017: 30000 | 6 | 2111 | 3 | Reached life Expectancy
Belle Glade waste water Office ./Replace roof system | W0012 | WUD | West | Roof | 80000 | FY 2017: 80000 | 6 | 2110 | 3 | Leaking ,have repaired ,needs replaced
Belle Glade wastewater Generator Bldg./Replace roof system | W0006 | WUD | West | Roof | 40000 | FY 2017: 40000 | 6 | 2112 | 4 | Reached life Expectancy
Belle Glade Water Plant 11/HVAC | W0015 | WUD | West | HVAC | 150000 | FY 2018: 60000; FY 2019: 60000; FY 2020: 30000 | 6 | 1981 | 3 | Reached life Expectancy
Belle Glade water treatment re- pump Bldg./Replace roof system | W0001 | WUD | West | Roof | 25000 | FY 2017: 25000 | 6 | 2102 | 3 | Reached life Expectancy
Bert Winters Ballfield 1 Light Replacement | T019 | IST | Parks | Elect | 150000 | 150000 | 0 | 0 | 0 | 0 | 0 | 0 | 0 | 0 | 0 | 0 | 1 |  |  | Sports Lighting Replacement | Old lighting past expected life cycle needs replacement to maintain safe play on sport fields - Ballfield #1 (lights installed in 1982)
Bert Winters Ballfield 2 Light Replacement | T022 | IST | Parks | Elect | 100000 | 100000 | 0 | 0 | 0 | 0 | 0 | 0 | 0 | 0 | 0 | 0 | 1 |  |  | Sports Lighting Replacement | Old lighting past expected life cycle needs replacement to maintain safe play on sport fields - Ballfield #2 (lights installed in 1982)
Bert Winters Park - Restroom - Toilet carrier replacement | P0077 | ADV | North | Plumbing | 61250 | FY 2020: 61250 | 1 | 362 | 2 |  | Carriers are deteriorating due to salt exposure. Liability issues
Bert Winters Park Redevelopment | T041 | IST | Parks | GC | 1700000 | 0 | 200000 | 0 | 0 | 1500000 | 0 | 0 | 0 | 0 | 0 | 0 | 1 |  |  | Existing Park Redevelopment or Expansion | Park redevelopment will provide greater public access to the waterfront within this park. Demolition of old building; redevelopment of picnicking area and kayak launch; access for public rowing facility; athletic facility renovation.
Boca Raton 800 MHz Radio Tower 125KW Generator Replacement | F0275 | ADV | South | Elect | 200000 | FY 2019: 200000 | 5 | 1422 | 2 |  | Critical Site Scheduled replacement
Boynton 800 MHz Radio Tower 100KW Generator Replacement | F0274 | ADV | South | Elect | 175000 | FY 2019: 175000 | 7 | 1412 | 2 |  | Critical Site Scheduled replacement
Brandon Equestrian - Fac Manager - HVAC replacement (NEW) | P0027 | ADV | North | HVAC | 31900 | FY 2018: 31900 | 2 | 1604 | 3 |  | Equipment at the end of it's life cycle
Brandon Equestrian - Announcer's - HVAC replacement (NEW) | P0084 | ADV | North | HVAC | 28000 | FY 2021: 28000 | 2 | 1593 | 3 |  | Equipment at the end of it's life cycle
Brandon Equestrian - Concession - HVAC replacement (NEW) | P0071 | ADV | North | HVAC | 28800 | FY 2020: 28800 | 2 | 1599 | 3 |  | Equipment at the end of it's life cycle
Brandon Equestrian - General Purpose HVAC Replacement (NEW) | P0055 | ADV | North | HVAC | 31900 | FY 2019: 31900 | 2 | 1603 | 3 |  | Equipment at the end of it's life cycle
Brice Fire Rescue Complex - Chiller #2&3 Coil Replacement | P0502 | ADV | North | HVAC | 321100 | [12 empty] | 1864 | 3 |  | Coils fins beginning to rot, planned to change out during winter months to avoid rental.
Brice Fire Rescue Complex - PBSO Bldg - Replace 3 BARD units | F0358 | ADV | North | HVAC | 50240 | FY 2020: 50240 | 2 | 1864 | 3 |  | Unit will be at the end of its life cycle.
Brice Fire Rescue Complex - PBSO Bldg Int/Ext paint | F0427 | ADV | North | Paint | 29750 | FY 2021: 29750 | 2 | 1864 | 3 |  | New done in FY13, holding up. Put in the plan to keep it in the cycle
Burt Reynolds Parking Lot Repairs | T169 | IST | Parks | Paving | 22650 | FY 2022: 22650 | 1 |  |  | Asphalt Paving and Striping | Funds are needed for asphalt overlay and striping . Multiple locations county-wide are showing extreme fading, deteriorated surfaces, eroded edges and root damage.
Burt Reynolds Roadway Repairs | T192 | IST | Parks | Paving | 44550 | FY 2023: 44550 | 1 |  |  | Asphalt Paving and Striping | Funds are needed for asphalt overlay and striping . Multiple locations county-wide are showing extreme fading, deteriorated surfaces, eroded edges and root damage.
Buttonwood Park Athletic Field Renovation | T003 | IST | Parks | LA | 2400000 | 1500000 | 0 | 0 | 0 | 900000 | 0 | 0 | 0 | 0 | 0 | 0 | 3 |  |  | Athletic Field Renovations | Athletic field renovations will make these fields more accessible on a year-round basis to meet the public demand.
Buttonwood Park Playground Replacement | T051 | IST | Parks | GC | 55000 | 0 | 55000 | 0 | 0 | 0 | 0 | 0 | 0 | 0 | 0 | 0 | 3 |  |  | Playground Replacement | Play structure past its expected lifecycle and in need of replacement for continued safe play of children. ADA compliant surfacing will be replaced. Associated with group picnic shelter.
Buttonwood Parking Lot Light Replacement | T153 | IST | Parks | Elect | 87000 | FY 2021: 87000 | 3 |  |  | Parking Lot Lighting Replacement | Replacement of existing light fixtures with LED lights at parking lots. New LED fixtures will improve lighting for safety and are also energy efficient.
Cabana Colony Basketball Court Resurfacing | T075 | IST | Parks | GC | 12000 | 0 | 12000 | 0 | 0 | 0 | 0 | 0 | 0 | 0 | 0 | 0 | 1 |  |  | Sport Court Replacement and Resurfacing | Need to resurface court in order to provide safe surface for basketball play. Potential trip hazards such as cracking and separations as well as ADA accessibility will be addressed. Heavily used neighborhood park with Police Athletic League youth center nearby.
Cabana Colony Pathway Repairs | T076 | IST | Parks | GC | 8000 | 0 | 8000 | 0 | 0 | 0 | 0 | 0 | 0 | 0 | 0 | 0 | 1 |  |  | Asphalt Paving and Striping | These are public recreational pathways in need of capital maintenance, scheduled resurfacing, and repairs to ensure safe public use free of hazards.
Caloosa Park Athletic Courts Light Replacement | T123 | IST | Parks | Elect | 1200000 | FY 2021: 1200000 | 4 |  |  | Sports Lighting Replacement | Old lighting past expected life cycle needs replacement to maintain safe play on athletic courts - (4)Tennis, (16)Racquetball, (4)Basketball Courts (lights installed in 1983)
Caloosa Park Athletic Field Renovation | T100 | IST | Parks |  | 4000000 | FY 2020: 4000000 | 4 |  |  | Athletic Field Renovations | Athletic field renovations will make these fields more accessible on a year-round basis to meet the public demand.
Caloosa Park Ballfield 1,2,3,4 Light Replacement | T157 | IST | Parks | Elect | 900000 | FY 2022: 900000 | 4 |  |  | Sports Lighting Replacement | Old lighting past expected life cycle needs replacement to maintain safe play on sport fields - Baseball #1,2,3,4 (lights installed in 1983)
Caloosa Park Light Replacement | T144 | IST | Parks | Elect | 200000 | FY 2021: 200000 | 4 |  |  | Parking Lot Lighting Replacement | Replacement of old laminated wood poles/lights to maintain safety. Old poles are past expected life cycle and rotting at the base. Poles have fallen over during windy conditions.
Caloosa Park Multipurpose Fields 5,6 Light Replacement | T012 | IST | Parks | Elect | 300000 | 300000 | 0 | 0 | 0 | 0 | 0 | 0 | 0 | 0 | 0 | 0 | 4 |  |  | Sports Lighting Replacement | Old lighting past expected life cycle needs replacement to maintain safe play on sport fields - Multi-purpose fields #5, 6 (lights installed in 1983)
Caloosa Park Pathway Repairs | T074 | IST | Parks | GC | 16000 | 0 | 16000 | 0 | 0 | 0 | 0 | 0 | 0 | 0 | 0 | 0 | 4 |  |  | Asphalt Paving and Striping | These are public recreational pathways in need of capital maintenance, scheduled resurfacing, and repairs to ensure safe public use free of hazards.
Caloosa Park Racquetball Court Replacement | T106 | IST | Parks | GC | 810000 | FY 2020: 658647; FY 2021: 151353 | 4 |  |  | Sport Court Replacement and Resurfacing | Sixteen (16) racquetball courts were built in the 1980s and are in need of replacement for public use. Issues with cracking walls, chipping surfaces, etc.
Caloosa Park Roadway Repairs | T170 | IST | Parks | Paving | 20000 | FY 2022: 20000 | 4 |  |  | Asphalt Paving and Striping | Funds are needed for asphalt overlay and striping . Multiple locations county-wide are showing extreme fading, deteriorated surfaces, eroded edges and root damage.
Caloosa Park Septic System Replacement | T113 | IST | Parks | Septic | 100000 | FY 2020: 100000 | 4 |  |  | Sanitary Sewer and Septic System Replacement | Aging public use septic systems (2) need replacement. Failure would result in public restroom closure.
Caloosa Park Var Building Renovation and Replacement | T178 | IST | Parks | GC | 780000 | FY 2023: 780000 | 4 |  |  | Public Building Repair Replacement and Expansion | Caloosa Park (renovate baseball field #4 & consolidate maint bldgs) Existing storage sheds not adequate to provide equipment storage and breakroom space for employees.
Calypso Bay and Coconut Cove | P0022 | ADV | ESS | LV | 15000 | FY 2018: 15000 | 6 | 1379 | 2 |  | PA and glass mic systems; Needs RFPA for full estimate
Calypso Bay Waterpark Facility Repairs and Renovation | T195 | IST | Parks | GC | 1330000 | FY 2024: 1330000 | 6 |  |  | Aquatic Facility Repair and Replacement | Repairs and renovations include deck refurbishment, play structure renovations, shade structures and replacing an old leaking concession tiki hut with a concession building. Upgrades are necessary to maintain business operations and no loss in revenue.
Canal Point Community Center - Replace panel boards & electrical | F0447 | ADV | West | Elect | 25000 | FY 2021: 25000 | 6 | 291 | 3 |  | Saves energy & maintenance cost.
Canal Point Community Center - Replace Plumbing/bathroom | F0167 | ADV | West | Plumbing | 25000 | FY 2018: 25000 | 6 | 291 | 4 |  | Saves energy & maintenance cost.
Canal Point Community Center Building Replacement | T180 | IST | Parks | GC | 500000 | FY 2023: 500000 | 6 |  |  | Public Building Repair Replacement and Expansion | Canal Point Community Center (more than 30 years old). Heavily used community center in Glades.
Canal Point Community Center/Replace roof system | P0102 | ADV | West | Roof | 50000 | FY 2018: 50000 |  | 291 | 2 |  | Having to make repairs, leaking.
Canal Point Community Center Septic System Replacement | T031 | IST | Parks | Septic | 50000 | 50000 | 0 | 0 | 0 | 0 | 0 | 0 | 0 | 0 | 0 | 0 | 6 |  |  | Sanitary Sewer and Septic System Replacement | This septic system is associated with the Canal Point Community Center. Replacement of this heavily used septic system is due.
Canal Point Restroom Replacement | T135 | IST | Parks | GC | 270000 | FY 2021: 270000 | 6 |  |  | Restroom Replacement | Public restroom associated with playground and outdoor athletic facilities in need of replacement. Very old restroom (1970s).
Canal PT. Comm. Cntr./Replace HVAC (Refrigerant type phased out) | P0044 | ADV | West | HVAC | 90000 | FY 2019: 90000 | 6 | 291 | 3 |  | Reached life Expectancy
Canal PT. Comm. Cntr./Upgrade electrical panels. | P0089 | ADV | West | Elect | 25000 | FY 2022: 25000 | 6 | 291 | 4 |  | Reached life Expectancy. Cancel, building to be demolished
Canal PT. Comm. Cntr./Upgrade Plumbing fixtures. | P0007 | ADV | West | Plumbing | 25000 | FY 2017: 25000 | 6 | 291 | 4 |  | Reached life Expectancy
Canyon's District Park New Park Development | T122 | IST | Parks | GC | 12000000 | FY 2021: 12000000 | 5 |  |  | New Park Development | New District Park in West Boynton Beach due to population growth and in order to maintain target level of service per the County's Comprehensive Plan, Recreation and Open Space Element. Funding split between two commission districts (3 and 5).
Carlin Amphi Jupiter | P0101 | ADV | ESS | LV | 50000 | FY 2024: 50000 | 1 | 1065 | 3 |  | EST QS1
Carlin Beach Pavilion Replacement | T147 | IST | Parks | GC | 150000 | FY 2021: 150000 | 1 |  |  | Group Pavilion Replacement | Group picnic rental pavilion is more than 30 years old and needs replacement. This beachfront park pavilion takes heavy weathering from conditions.
Carlin Park Ballfield Light Replacement | T078 | IST | Parks | Elect | 200000 | FY 2019: 200000 | 1 |  |  | Sports Lighting Replacement | Old lighting past expected life cycle needs replacement to maintain safe play on sport fields - Ballfield (lights & poles). Poles in very poor condition.
Carlin Park East Restroom Replacement | T163 | IST | Parks | GC | 270000 | FY 2022: 270000 | 1 |  |  | Restroom Replacement | East Side - Old public restroom at this park in need of replacement (more than 30 years old).
Carlin Park Maintenance Building Replacement | T181 | IST | Parks | GC | 500000 | FY 2023: 500000 | 1 |  |  | Public Building Repair Replacement and Expansion | Carlin Park Maintenance building (more than 30 years old). Poor design.
Carlin Park Parking Lot Light Replacement | T145 | IST | Parks | Elect | 200000 | FY 2021: 200000 | 1 |  |  | Parking Lot Lighting Replacement | Replace parking lot lighting (that takes heavy salt erosion of fixtures) with turtle friendly lights to allow for adequate public safety.
Carlin Park Tennis Court Light Replacement | T133 | IST | Parks | Elect | 300000 | FY 2021: 300000 | 1 |  |  | Sports Lighting Replacement | Old lighting past expected life cycle needs replacement to maintain safe play on tennis courts (6) - (lights installed in the 1980s)
Carlin Park West Gumbo Limbo Playground Replacement | T064 | IST | Parks | GC | 32750 | 0 | 32750 | 0 | 0 | 0 | 0 | 0 | 0 | 0 | 0 | 0 | 1 |  |  | Playground Replacement | Play structure past its expected lifecycle and in need of replacement for continued safe play of children. Old sand surfacing not ADA compliant and will be replaced with engineered mulch surface. Associated with group picnic shelter.
Carlin Park West Playground Near Tennis Courts Replacement | T065 | IST | Parks | GC | 30000 | 0 | 30000 | 0 | 0 | 0 | 0 | 0 | 0 | 0 | 0 | 0 | 1 |  |  | Playground Replacement | Play structure past its expected lifecycle and in need of replacement for continued safe play of children.
CDC - Pressure clean and seal exterior walls and finishes "U" | F0308 | ADV | CDC | Paint | 35000 | FY 2020: 35000 | 6 | 548 | 3 |  | Exterior walls need to be periodically sealed to prevent water intrusion
CDC - A/C RTU (2) Dorm & (1) Control Room "R" | F0403 | ADV | CDC | HVAC | 65000 | FY 2021: 65000 | 6 | 551 | 3 |  | Units are reaching the end of their useful life.
CDC - Boilers "S" | F0194 | ADV | CDC | HVAC | 36000 | FY 2019: 36000 | 6 | 550 | 1 |  | Heaters showing signs of wear
CDC - Boilers (2) "R" | F0397 | ADV | CDC | HVAC | 36000 | FY 2021: 36000 | 6 | 551 | 1 |  | Heaters showing signs of wear
CDC - Control Room A/C Mini-Split | F0300 | ADV | CDC | HVAC | 7000 | FY 2020: 7000 | 6 | 184 | 3 |  | Units have reached their useful life, building scheduled to be remodeled
CDC - Doors & frames "S" | F0402 | ADV | CDC | GC | 60000 | FY 2021: 60000 | 6 | 550 | 3 |  | Doors beginning to show signs of wear
CDC - Emergency Generator "X" | F0316 | ADV | CDC | Elect | 85000 | FY 2020: 85000 | 6 | 547 | 3 |  | OEM, generator has exceeded it's useful life, consider replacement during build out
CDC - Exhaust & Ventilating | F0304 | ADV | CDC | HVAC | 20000 | FY 2020: 20000 | 6 | 184 | 3 |  | Units have reached their useful life. building scheduled to be remodeled
CDC - Exhaust & Ventilating, 8 - EXHAUST UNITS , 2 MAKE UP AIR UNITS | F0303 | ADV | CDC | HVAC | 20000 | FY 2020: 20000 | 6 | 183 | 3 |  | Units will have surpassed their useful life
CDC - Exhaust, Ventilating, Circulating Fans "U" | F0189 | ADV | CDC | HVAC | 20000 | FY 2019: 20000 | 6 | 548 | 1 |  | Fans reaching the end of their useful life, they provide fresh air to the building
CDC - Exterior Paint & Finishes "R" | F0310 | ADV | CDC | Paint | 36000 | FY 2020: 36000 | 6 | 551 | 3 |  | Exterior walls need to be periodically sealed to prevent water intrusion
CDC - Exterior Walls "T" | F0396 | ADV | CDC | Paint | 35000 | FY 2021: 35000 | 6 | 549 | 3 |  | Exterior walls need to be periodically sealed to prevent water intrusion
CDC - Floor Covering Systems "T" | F0390 | ADV | CDC | Floor | 13000 | FY 2021: 13000 | 6 | 549 | 3 |  | Flooring is VCT and showing signs of wear
CDC - Floor Finishes "R" | F0301 | ADV | CDC | Floor | 12000 | FY 2020: 12000 | 6 | 551 | 3 |  | Floors were painted, paint should be removed and sealed.
CDC - Floor Finishes (non-janitorial) "S" | F0388 | ADV | CDC | Floor | 10000 | FY 2021: 10000 | 6 | 550 | 3 |  | Floors were painted, paint should be removed and sealed.
CDC - Heat pump & Condensing units "S" | F0186 | ADV | CDC | HVAC | 8000 | FY 2019: 8000 | 6 | 550 | 3 |  | Unit is reaching the end of its useful life.
CDC - HVAC RTU "X" | F0393 | ADV | CDC | HVAC | 25000 | FY 2021: 25000 | 6 | 547 | 3 |  | Unit will be at the end of its useful life 2/10/16 moved form 2020 to 2021
CDC - HVAC RTU "Y" | F0488 | ADV | CDC | HVAC | 25000 | FY 2021: `; FY 2022: 25000 | 6 | 546 | 3 |  | Unit will be at the end of its useful life 2/10/16 moved form 2021 to 2022
CDC - HVAC T & U Buildings (2) | F0068 | ADV | CDC | HVAC | 50000 | FY 2019: 50000 | 6 | 548549 | 2 |  | Units will be at the end of their useful life
CDC - HVAC V & W Bldg. (2) | F0067 | ADV | CDC | HVAC | 50000 | FY 2018: 50000 | 6 | 544545 | 2 |  | Units will be at the end of their useful life Moved 17-18
CDC - Interior Wall Paint | F0392 | ADV | CDC | Paint | 25000 | FY 2021: 25000 | 6 | 184 | 3 |  | Interior paint showing signs of wear, building scheduled to be remodeled
CDC - J & K RTU Units (3) | F0314 | ADV | CDC | HVAC | 67000 | FY 2020: 67000 | 6 | 183 | 2 |  | Units have reached their useful life.
CDC - L & M Roof | F0406 | ADV | CDC | Roof | 100000 | FY 2021: 100000 | 6 | 184 | 3 |  | Roof Reaching the end of it's useful life, building scheduled to be remodeled
CDC - L & M RTU Units (3) | F0313 | ADV | CDC | HVAC | 60000 | FY 2020: 60000 | 6 | 184 | 2 |  | Units will be at the end of their useful life, building scheduled to be remodeled
CDC - L&M Exterior Finishes | F0400 | ADV | CDC | Paint | 45000 | FY 2021: 45000 | 6 | 184 | 3 |  | Pressure clean and paint, building scheduled to be remodeled
CDC - Lighting fixtures & exit lights "R" | F0389 | ADV | CDC | Elect | 10000 | FY 2021: 10000 | 6 | 551 | 3 |  | Fixtures are failing and replacement parts are no longer available
CDC - Mini-Split A/C Unit "T" Control | F0387 | ADV | CDC | HVAC | 5000 | FY 2021: 5000 | 6 | 549 | 3 |  | Unit has reached its useful life
CDC - Modifications - listed separate - FUTURE CONSIDERATIONS "T" | F0190 | ADV | CDC | GC | 25000 | FY 2019: 25000 | 6 | 549 | 3 |  | Unsure of future use of building, possible modifications may be necessary
CDC - Modifications - listed separate - FUTURE CONSIDERATIONS "U" | F0394 | ADV | CDC | GC | 25000 | FY 2021: 25000 | 6 | 548 | 3 |  | Unsure of future use of building, possible modifications may be necessary
CDC - Packaged roof top HVAC units "S" (2) | F0198 | ADV | CDC | HVAC | 50000 | FY 2019: 50000 | 6 | 550 | 3 |  | Unit is reaching the end of its useful life.
CDC - Packaged roof top HVAC units "T" | F0305 | ADV | CDC | HVAC | 60000 | FY 2020: 25000; FY 2021: 35000 | 6 | 549 | 3 |  | Units will have reached their useful life and should be replaced to maintain proper air quality
CDC - Packaged roof top HVAC units "U" | F0192 | ADV | CDC | HVAC | 35000 | FY 2019: 35000 | 6 | 548 | 3 |  | Units will be at the end of their useful life and should be replaced to maintain proper air quality.
CDC - Prep and paint interior walls "X" | F0188 | ADV | CDC | Paint | 15000 | FY 2019: 15000 | 6 | 547 | 3 |  | Interior finish showing signs of wear
CDC - Prep and paint interior walls "Y" | F0302 | ADV | CDC | Paint | 15000 | FY 2020: 15000 | 6 | 546 | 3 |  | Interior finish showing signs of wear
CDC - Pressure clean and seal exterior walls and finishes "S" | F0199 | ADV | CDC | Paint | 60000 | FY 2019: 60000 | 6 | 550 | 3 |  | Exterior walls need to be periodically sealed to prevent water intrusion
CDC - Pressure Clean and seal exterior walls, paint window frames and doors "X" | F0312 | ADV | CDC | Paint | 50000 | FY 2020: 50000 | 6 | 547 | 3 |  | Exterior walls need to be periodically sealed to prevent water intrusion
CDC - Pressure Clean and seal exterior walls, paint window frames and doors "Y" | F0398 | ADV | CDC | Paint | 40000 | FY 2021: 40000 | 6 | 546 | 3 |  | Exterior walls need to be periodically sealed to prevent water intrusion
CDC - R Bldg. Exterior Windows "R" | F0307 | ADV | CDC | Paint | 30000 | FY 2020: 30000 | 6 | 551 | 3 |  | Window frames have been repaired and are beginning to show signs of rust
CDC - R&S bldg. Interior Paint | F0065 | ADV | CDC | Paint | 25000 | FY 2019: 25000 | 6 | 550551 | 5 |  | Interior painting due to normal maintenance
CDC - Replace loading dock roll-up door "Y" | F0391 | ADV | CDC | GC | 20000 | FY 2021: 20000 | 6 | 546 | 3 |  | Unit will need to be replaced to accommodate future build-out
CDC - Replace Mini-Systems (5) HVAC | F0066 | ADV | CDC | HVAC | 30000 | FY 2018: 30000 | 6 | 1022 | 2 |  | Units will be at the end of their useful life moved 17-18
CDC - Replace Shower/Restroom Doors R&S | F0069 | ADV | CDC | GC | 60000 | FY 2018: 60000 | 6 | 550551 | 4 |  | Heavy Rust 2/10/16 moved form 2017 to 2018
CDC - Replace Shower/Storage Doors "T" | F0197 | ADV | CDC | GC | 45000 | FY 2019: 45000 | 6 | 549 | 2 |  | Doors beginning to show signs of wear
CDC - Roof Replacement | F0405 | ADV | CDC | Roof | 483320 | FY 2018: 483320 | 6 | 183 | 3 |  | The roof has been repaired over the years and should now be replaced
CDC - S. Bldg. RTU (2) "S" | F0191 | ADV | CDC | HVAC | 25000 | FY 2019: 25000 | 6 | 550 | 2 |  | Units will be at the end of their useful life
CDC - Suspended Ceiling System "T" | F0404 | ADV | CDC | GC | 82500 | FY 2021: 82500 | 6 | 549 | 3 |  | Ceiling has been painted over the years and now should be replaced to reduce maintenance costs
CDC - Suspended Ceiling systems "S" | F0317 | ADV | CDC | GC | 120000 | FY 2020: 120000 | 6 | 550 | 3 |  | Ceiling has been painted over the years and now should be replaced to reduce maintenance costs
CDC - Suspended ceiling systems "U" | F0401 | ADV | CDC | GC | 45000 | FY 2021: 45000 | 6 | 548 | 3 |  | Ceiling has been painted over the years and now should be replaced to reduce maintenance costs
CDC - Wall paint & finishes "S" | F0395 | ADV | CDC | Paint | 30000 | FY 2021: 30000 | 6 | 550 | 3 |  | Interior finish showing signs of wear
CDC - Wall paint & finishes "T" | F0195 | ADV | CDC | Paint | 39000 | FY 2019: 39000 | 6 | 549 | 3 |  | Interior finish showing signs of wear
CDC - Wall paint & finishes "U" | F0399 | ADV | CDC | Paint | 40000 | FY 2021: 40000 | 6 | 548 | 3 |  | Interior finish showing signs of wear
CDC - Wall paint & finishes interior "R" | F0311 | ADV | CDC | Paint | 36000 | FY 2020: 36000 | 6 | 551 | 3 |  | Interior finish showing signs of wear
CDC - Water Heaters "T" | F0309 | ADV | CDC | Plumbing | 36000 | FY 2020: 36000 | 6 | 549 | 1 |  | Heaters showing signs of wear
CDC - Water Heaters "U" (2) | F0193 | ADV | CDC | Plumbing | 36000 | FY 2019: 36000 | 6 | 548 | 1 |  | One unit is leaking and has been removed from service, other unit showing signs of wear.
CDC - Z bldg. (2) HVAC Mini-Split "Z" | F0187 | ADV | CDC | HVAC | 15000 | FY 2019: 15000 | 6 | 543 | 2 |  | Units will be at the end of their useful life. 2/10/16 moved form 2018 to 2019
CDC- Doors & frames interior "R" | F0315 | ADV | CDC | GC | 72000 | FY 2020: 72000 | 6 | 551 | 3 |  | Doors are showing signs of internal rust
CDC- HVAC Package Units, 2- 7.5ton & 1- 20ton "Z" | F0407 | ADV | CDC | HVAC | 100000 | FY 2021: 100000 | 6 | 543 | 3 |  | Units will be at the end of their useful life. 2/10/16 Moved from 2020 to 2021
CDC- Paint interior walls "Z" | F0064 | ADV | CDC | Paint | 25000 | FY 2019: 25000 | 6 | 543 | 3 |  | Interior walls showing signs of wear
CDC- Pressure Clean and seal exterior walls "Z" | F0306 | ADV | CDC | Paint | 25000 | FY 2020: 25000 | 6 | 543 | 3 |  | Exterior walls need to be periodically sealed to prevent water intrusion
CDC- Replace Exterior Lighting | F0196 | ADV | CDC | Elect | 40000 | FY 2019: 40000 | 6 | 1022 | 1 |  | Fixtures failing, lens are NLA, upgrade to a more energy efficient Light, LED; FMD to do project
CDC- Suspended Ceiling Systems "R" | F0318 | ADV | CDC | GC | 120000 | FY 2020: 120000 | 6 | 551 | 3 |  | Ceiling has been painted over the years and now should be replaced to reduce maintenance costs
Central County Housing Resource Center | Q009 | IST | FDO | GC | 5700000 | FY 2019: 5700000 | CW |  |  | Housing
Central Energy Plant - Overhaul Generators | F0349 | ADV | Gov Ctr | Elect | 250000 | FY 2020: 250000 | 7 | 599 | 2,3 |  | Original Equipment (1992)
Central Energy Plant - Rebuild/Replace main switchgear | F0131 | ADV | Gov Ctr | Elect | 1500000 | FY 2022: 750000; FY 2023: 750000 | 7 | 599 | 2,3 |  | Original equipment (1992)
Central Energy Plant-Paint Interior Walls and Piping | F0342 | ADV | Gov Ctr | Paint | 50000 | FY 2020: 50000 | 7 | 599 | 3 |  | Original equipment (1992); moved from 17 to 20
Central Energy Plant-Rebuild/Replace Fire Pumps & Controls | F0246 | ADV | Gov Ctr | Fire | 350000 | FY 2019: 350000 | 7 | 599 | 2 |  | Original equipment (1992)
Central Energy Plant--Replace air compressors | F0028 | ADV | Gov Ctr | Plumbing | 50000 | FY 2017: 50000 | 7 | 599 | 2,4 |  | 25 years old , tank corroding from the inside
Central Region Landscaping improvements(excluding Palm Tran and Library) | F0096 | ADV | Central | LA | 100000 | FY 2018: 100000 |  | various | 3 |  | landscaping improvements for dead grass, trees, shrubs replacement etc.
Central Video Visitation Upgrade Servers | EE0009 | ADV | Electronic | Elect | 250000 | FY 2021: 250000 | 6 | 2173 | 1&3 |  | 9620 Process Road Servers out of production no longer supported- Quotes provided by ISS for R/R they recommend replacing every 5 years entering into extended service contract which cannot be done until end of life.
Cherry Road - Green Roof Replacement.( New line item) | F0324 | ADV | Central | Roof | 100000 | FY 2020: 100000 | 7 | 1651 | 3 |  | Cherry Road - Roof Replacement.( New line item)-reach life expect.
Cherry Road Gym -Weatherproofing 2019. | F0210 | ADV | Central | Paint | 60000 | FY 2019: 60000 | 7 | 1651 | 3 |  | (Discrepancies, cracks & fading due to weathering process). ( Moved from 2020 to 2019)-reach life expct.
Cherry Road - Repair Asphalt, Reseal, Coat & Restripe | F0080 | ADV | Central | Paving | 100000 | FY 2018: 100000 | 7 | 1649 | 3 |  | Parking lot Renovations/reach life expct. Moved 17-18
Cherry Road - Replace (2) Boilers | F0320 | ADV | Central | HVAC | 40000 | FY 2020: 40000 | 7 | 1651 | 3 |  | Replace (2) Boilers -reached life expectancy
Cherry Road - Replace Gym Floor | F0327 | ADV | Central | Floor | 175000 | FY 2020: 175000 | 7 | 1651 | 3 |  | Replace Gym Floor -reached life expectancy
Cherry Road - Roof Replacement.( New line item) | FO501 | ADV | Central | Roof | 200000 | FY 2023: 200000 | 7 | 1651 | 3 |  | Cherry Road - Roof Replacement.( New line item)-reach life expect.
CJC - Facilities Shop - AHU (TCC office) | F0226 | ADV | CJC | HVAC | 40000 | FY 2019: 40000 | CW/2 | 117 | 2 |  | Unit has reached its useful life, disrupt FMD opera.
CJC - Admin - Flooring Replacement (not a safety issue) - common areas | F0104 | ADV | CJC | Floor | 90000 | FY 2019: 30000; FY 2020: 30000; FY 2021: 30000 | CW/2 | 108 | 5 |  | Showing signs of wear Moved 17-18 30K
CJC - Admin. - painting of common areas | F0008 | ADV | CJC | Paint | 100000 | FY 2017: 25000; FY 2019: 25000; FY 2020: 25000; FY 2021: 25000 | CW/2 | 108 | 5 |  | Painting needed due to normal maintenance. Will be moved into HQ projects in 2018
CJC - Admin. - Air Handler 10&27 | F0016 | ADV | CJC | HVAC | 165000 | FY 2017: 165000 | CW/2 | 108 | 2 |  | OEM, Units will have surpassed their useful life
CJC - Admin. - Air Handler 12&14 | F0107 | ADV | CJC | HVAC | 170000 | FY 2019: 170000 | CW/2 | 108 | 2 |  | OEM ,Units will have surpassed their useful life
CJC - Admin. - Air Handler 20&17 | F0232 | ADV | CJC | HVAC | 170000 | FY 2019: 170000 | CW/2 | 108 | 2 |  | OEM, Units will have surpassed their useful life
CJC - Admin. - Clean, Seal and Paint Admin Building | F0335 | ADV | CJC | Paint | 65000 | FY 2020: 65000 | CW/2 | 108 | 5 |  | Interior painting due to normal maintenance. Will be moved into HQ projects in 2018
CJC - Admin. - HVAC roof top unit (DNA Lab) | F0333 | ADV | CJC | HVAC | 45000 | FY 2020: 45000 | CW/2 | 108 | 2 |  | Unit will have exceeded its useful life. Will be moved into HQ projects in 2018
CJC - Admin. - HVACs Liebert 911 (Main Room) | F0228 | ADV | CJC | HVAC | 90000 | FY 2019: 90000 | CW/2 | 108 | 2 |  | Units have past their useful life. Will be moved into HQ projects in 2018
CJC - Admin. - Repace Exterior Doors | P0503 | ADV | CJC | GC | 100000 | FY 2018: 50000; FY 2019: 50000 | CW/2 | 108 | 2 |  | Prevent moisture from entering building
CJC - Admin. - VAV | F0015 | ADV | CJC | HVAC | 485000 | FY 2017: 70000; FY 2018: 80000; FY 2019: 80000; FY 2020: 85000; FY 2021: 85000; FY 2022: 85000 | CW/2 | 108 | 4 |  | Units no longer provide proper air flow
CJC - Alto Shaam | F0229 | ADV | CJC | GC | 190000 | FY 2019: 95000; FY 2020: 95000 | CW/2 | 571 | 1 |  | If not replaced it will disrupt PBSO operation; FMD to do project
CJC - Boilers | F0418 | ADV | CJC | HVAC | 120000 | FY 2021: 60000; FY 2022: 60000 | CW/2 | 117 | 1 |  | Units will have reached their useful life
CJC - Compound - upgrade lighting | F0007 | ADV | CJC | Elect | 125000 | FY 2017: 25000; FY 2018: 25000; FY 2019: 25000; FY 2020: 25000; FY 2021: 25000 | CW/2 | 1021 | 1 |  | Poles showing signs of rust at base connection; FMD to do project
CJC - Cup Washer | F0013 | ADV | CJC | Plumbing | 35000 | FY 2017: 35000 | CW/2 | 571 | 1 |  | Washer has past its expected useful life and is in constant state of repair.
CJC - Dumpster Pad | F0010 | ADV | CJC | GC | 25000 | FY 2017: 25000 | CW/2 | 571 | 1 |  | Asphalt pad has deteriorated to the point the ruts are holding foul liquids seeping from the dumpster
CJC - Evidence Building - Replace Roof | F0011 | ADV | CJC | Roof | 25000 | FY 2017: 25000 | CW/2 | 1160 | 3 |  | Repairs have been made and vendor recommended replacement
CJC - Exhaust & Ventilating System | F0014 | ADV | CJC | HVAC | 90000 | FY 2017: 45000; FY 2018: 45000 | CW/2 | 1251 | 4 |  | Several units are not functioning as designed.
CJC - Exhaust, Ventilating & Circulating | F0219 | ADV | CJC | HVAC | 20000 | FY 2019: 20000 | CW/2 | 122 | 2 |  | Fans are O.E.M and several repairs have been made
CJC - Exterior Doors & Frames | F0220 | ADV | CJC | GC | 25000 | FY 2019: 25000 | CW/2 | 117 | 5 |  | Doors beginning to show signs of wear
CJC - Exterior Doors and Vents | F0332 | ADV | CJC | GC | 40000 | FY 2020: 40000 | CW/2 | 122 | 3 |  | Door and wall vents showing signs of wear
CJC- Exterior Paint & Finishes | F0221 | ADV | CJC | Paint | 30000 | FY 2019: 30000 | CW/2 | 117 | 3 |  | Exterior finish is peeling and needs to be removed and re-painted
CJC - Fire Pump House - Exterior Doors & Frames | F0331 | ADV | CJC | GC | 5000 | FY 2020: 5000 | CW/2 | 192 | 3 |  | Door showing signs of wear
CJC - Fire Pump House - Piping, vaLVes & traps - 4 VaLVes | F0414 | ADV | CJC | Fire | 15000 | FY 2021: 15000 | CW/2 | 192 | 1 |  | VaLVes need to be replaced under normal maintenance
CJC - Fire Pump House - Pumps - Main & Jockey | F0416 | ADV | CJC | Fire | 35000 | FY 2021: 35000 | CW/2 | 192 | 1 |  | Pumps provide life safety and should be replaced to ensure proper operation; FMD to do project
CJC - Interior Doors | F0218 | ADV | CJC | GC | 12000 | FY 2019: 12000 | CW/2 | 122 | 2 |  | Door showing signs of wear
CJC - Kitchen/Quartermaster roof replacement | F0339 | ADV | CJC | Roof | 280000 | FY 2020: 280000 | CW/2 | 571 | 2 |  | Reach life expectancy Equipment failure/ increase cost replacement
CJC - M. E. Building - Roof Replacement, sent to CID FY14 recommended to replace large sec. | F0100 | ADV | CJC | Roof | 0 | FY 2018: 20000 | CW/2 | 1208 | 3 |  | No water intrusion at this time. Moved 17-18
CJC - Medical Examiners Building - Exterior Paint | F0225 | ADV | CJC | Paint | 35000 | FY 2019: 35000 | CW/2 | 1208 | 5 |  | Interior painting due to normal maintenance
CJC - Microwave Building - Replace Roof | F0009 | ADV | CJC | Roof | 25000 | FY 2017: 25000 | CW/2 | 190 | 2 |  | Roof reaching end of useful life
CJC - Parking Lot - Stripe and Resurface | F0230 | ADV | CJC | Paving | 120000 | FY 2019: 120000 | CW/2 | 1251 | 3 |  | Potholes Forming due to lack of sealant
CJC - Parking Lot Re-surface & Striping | F0231 | ADV | CJC | Paving | 520000 | FY 2019: 150000; FY 2020: 185000; FY 2021: 185000 | CW/2 | 1021 | 3 |  | Potholes Forming due to lack of sealant
CJC - PBSO Motor Pool - Generator | F0338 | ADV | CJC | Elect | 270000 | FY 2020: 270000 | CW/2 | 1251 | 2 |  | Outdoor Unit, Showing Signs of Wear
CJC - PBCO Motor Pool, Bay Floor Drains | P0504 | ADV | CJC | Plumbing | 45000 | FY 2018: 45000 | CW/2 | 1251 | 4 |  | Bay trough drains are damaged nad post a tripping hazard
CJC - Repair/Install Parking lot island curbs | F0103 | ADV | CJC | Paving | 25000 | FY 2019: 25000 | CW/2 | 1021 | 3 |  | In certain areas trees have broken curbs
CJC - Replace 250lb dryer | F0224 | ADV | CJC | Plumbing | 70000 | FY 2019: 35000; FY 2020: 35000 | CW/2 | 122 | 2 |  | If not replaced it will disrupt PBSO operation
CJC - Replace Air-Handler PBSO Motor Pool New | F0227 | ADV | CJC | HVAC | 180000 | FY 2019: 60000; FY 2020: 120000 | CW/2 | 1251 | 2 |  | Units will have surpassed their useful life
CJC - replace Rec. yard/dorm lighting (LED) | F0018 | ADV | CJC | Elect | 150000 | FY 2017: 25000; FY 2018: 25000; FY 2019: 25000; FY 2020: 25000; FY 2021: 25000; FY 2022: 25000 | CW/2 | 542 | 2 |  | Fixtures failing, parts are NLA; FMD to do project
CJC - Replace Roof | F0419 | ADV | CJC | Roof | 85000 | FY 2021: 85000 | CW/2 | 122 | 2 |  | Roof showing signs of fatigue
CJC - Replace Storefront Doors & Windows (Courts) | F0420 | ADV | CJC | GC | 150000 | FY 2021: 150000 | CW/2 | 111 | 4 |  | High Traffic Area, door showing signs of wear
CJC - Replace Trane Chillers (2) | F0017 | ADV | CJC | HVAC | 1055505 | FY 2017: 1055505 | CW/2 | 117 | 3 |  | Units will have past their useful life Moved to phase 4 or 5
CJC - Replace Various Laundry Equipment | P0505 | ADV | CJC | Plumbing | 114000 | FY 2018: 40000; FY 2019: 4000; FY 2020: 35000; FY 2021: 35000 | CW/2 | 122 | 2 |  | If not replaced it will disrupt PBSO operation
CJC - Replace Various VaLVes- Shut off vaLVes for Hot water, chilled water | F0006 | ADV | CJC | HVAC | 150000 | FY 2017: 25000; FY 2018: 25000; FY 2019: 25000; FY 2020: 25000; FY 2021: 25000; FY 2022: 25000 | CW/2 | 542 | 4 |  | The vaLVes have exceeded their useful life and are in need of replacement. ; FMD to do project
CJC - Roof Systems New Roof Needed | F0340 | ADV | CJC | Roof | 300000 | FY 2020: 300000 | CW/2 | 1251 | 3 |  | Roof was repaired in 2007 it is now reaching the end of its useful life and needs to be replaced.
CJC - Roofing (to include Roof hatches & Smoke hatches) | F0421 | ADV | CJC | Roof | 165000 | FY 2021: 165000 | CW/2 | 117 | 3 |  | The roof has been repaired over the years and should now be replaced
CJC - South Tower Rec Yard/Common Area Painting - CJC Request | F0101 | ADV | CJC | Paint | 75000 | FY 2019: 25000; FY 2020: 25000; FY 2021: 25000 | CW/2 | 542 | 5 |  | 1,2,3,4 floors
CJC - South Tower AHU T1A & T2A (Mental Health) | F0422 | ADV | CJC | HVAC | 170000 | FY 2021: 170000 | CW/2 | 542 | 2 |  | OEM, Units will have surpassed their useful life
CJC - South Tower Air handler T2C & T3C | F0337 | ADV | CJC | HVAC | 170000 | FY 2020: 170000 | CW/2 | 542 | 2 |  | OEM, Units will have surpassed their useful life
CJC - South Tower Carpet Replacement (not a safety issue) Replace with VCT | F0102 | ADV | CJC | Floor | 35000 | FY 2018: 35000 | CW/2 | 542 | 5 |  | Showing signs of wear Moved 17-18
CJC - South Tower Replace Interior Doors | P0506 | ADV | CJC | GC | 250000 | FY 2018: 50000; FY 2019: 50000; FY 2020: 50000; FY 2021: 50000; FY 2022: 50000 | CW/2 | 542 | 1 |  | Doors have been in service for 20+ yrs., need to be refurbished.
CJC - South Tower Various Fan Coil Units, above control rms | F0105 | ADV | CJC | HVAC | 190000 | FY 2018: 40000; FY 2019: 40000; FY 2020: 40000; FY 2021: 30000; FY 2022: 40000 | CW/2 | 542 | 2 |  | OEM, units have passed their useful life Moved out 17-22
CJC - Steamer (2) | F0012 | ADV | CJC | Plumbing | 70000 | FY 2017: 35000; FY 2018: 35000 | CW/2 | 571 | 1 |  | If not replaced it will disrupt PBSO operation.; FMD to do project
CJC - Tray Washers | F0336 | ADV | CJC | Plumbing | 185000 | FY 2020: 90000; FY 2021: 95000 | CW/2 | 571 | 1 |  | Units will have reached their useful life
CJC - Various Upgrades to all the Elevators | P0507 | ADV | CJC | Elevator | 85000 | FY 2018: 85000 | CW/2 | 542 | 1&2 |  | Keying to meet FR requirements, install stainless floor stops in shaft
CJC - Wall paint & finishes (interior) | F0415 | ADV | CJC | Paint | 30000 | FY 2021: 30000 | CW/2 | 117 | 3 |  | Original paint, area needs to be prepped and painted
CJC- M.E. Office A/C - Engineering Study Sent to CID for Estimate | F0108 | ADV | CJC | HVAC | 0 | [11 empty] | CW/2 | 86 | 2 |  | Unit is no longer operating as designed. | bar: FY 2018
Clarence E.Anthont (South Bay) Library /Renew interior finishes | L0001 | L MSTU | West | Paint | 25500 | FY 2017: 25500 | 6 | 509
Clarence E.Anthont (South Bay) Library/Replace flooring materials | L0007 | L MSTU | West | Floor | 60000 | FY 2017: 60000 | 6 | 509
Coconut Cove Refinish Metal Roof Surfaces | P0006 | ADV | South | Roof | 25000 | FY 2017: 25000 | 5 | 1358 | 3 |  | Protective finish worn off, requested by L.Schobelock
Coconut Cove Theme Park Replace HVAC systems 5,6,7 | P0042 | ADV | South | HVAC | 67000 | FY 2018: 67000 | 5 | 1358 | 3 |  | 2000 DX Systems are at end of life span
Coconut Cove Waterpark Facility Repairs and Renovation | T177 | IST | Parks | GC | 1100000 | FY 2023: 1100000 | 5 |  |  | Aquatic Facility Repair and Replacement | Repairs and renovations include replacement of play structure in zero depth playground, restroom refurbishment, replace old leaking concession tiki hut with a concession building, classroom and birthday party room renovation, replace old chairs/deck lounge chairs. Upgrades are necessary to maintain business operations and no loss in revenue.
Community Park New Development | T004 | IST | Parks | GC | 5900000 | 1000000 | 0 | 0 | 0 | 4900000 | 0 | 0 | 0 | 0 | 0 | 0 | CW |  |  | New Park Development | Additional CCRT neighborhood parks in collaboration with OCR and PBSO in unincorporated areas of high need. $1M in FY 17 is for land acquistion.
Community Services Re-Key Facilities | ES0009 | ADV | Sec/Access | GC | 0 | FY 2019: waiting on final estimate | 7 | 21 |  |  | Rekey perimeter doors and suite entry doors. No interior private offices.
Community Services Senior Center North County FACP Replacement | EF0006 | ADV | Fire | LV | 75000 | FY 2017: 75000 | 1 | 106 | 1 |  | The FACP system will have reached the end of life expectancy for FY shown. This R/R listed is a replacement due to the installed version not being manufacturer or supported, parts no longer readily available, and electronic equipment estimated life cycles have been reached.
Community Services, Senior Center Mid County FACP Replacement | EF0034 | ADV | Fire | LV | 75000 | FY 2021: 75000 | 3 | 1848 | 2 |  | The FACP system will have reached the end of life expectancy for FY shown. This R/R listed is a replacement due to the installed version not being manufacturer or supported, parts no longer readily available, and electronic equipment estimated life cycles have been reached.
Connemara Condo 800 MHz Radio - Replace 3 BARD units | F0491 | ADV | North | HVAC | 101460 | FY 2022: 101460 | 1 | 1367 | 2 |  | Critical site, planned replacement due salt spray exposure. DON'T MOVE
Coral Cove Park - Restrooms -Toilet carrier replacement | P0064 | ADV | North | Plumbing | 86450 | FY 2019: 86450 | 2 | 466 | 3 |  | Carriers are deteriorating due to salt exposure. Liability issues
Coral Cove Park Playground Replacement | T086 | IST | Parks | GC | 50000 | FY 2019: 50000 | 1 |  |  | Playground Replacement | Play structure very near the ocean and past its expected lifecycle and in need of replacement for continued safe play of children. Heavy daily exposure to salt.
Countywide ADA Renovations | Q002 | IST | FDO | GC | 2539000 | FY 2017: 250000; FY 2022: 600000; FY 2023: 450000; FY 2024: 700000; FY 2025: 539000 | CW |  |  | General Government Facilities
Countywide Buildings Renewal/Replacement | Q014 | IST | FDO | GC | 16063200 | FY 2023: 4015800; FY 2024: 4015800; FY 2025: 4015800; FY 2026: 4015800 | CW |  |  | General Government Facilities
Countywide Fencing Replacement | T117 | IST | Parks | GC | 500000 | FY 2020: 70000; FY 2021: 58479; FY 2022: 81521; FY 2023: 80001; FY 2024: 138000; FY 2025: 71999 | CW |  |  | Fencing Replacement | Perimeter wood split-rail and athletic field chain link fencing is at the end of its expected life cycle. Split-rail fencing provides safe traffic control and athletic field chain link safety of both athletic participants and surrounding public. (Lake Charleston, Bert Winters, Burt Aaronson South County Regional, Okeeheelee)
Countywide Park Roadway and Parking Lot Striping | T167 | IST | Parks | Paving | 50000 | FY 2022: 50000 | CW |  |  | Asphalt Paving and Striping | Roadway and parking lot striping is needed in these large parks to provide way finding and ensure public safety of drivers within park properties (Glades Pioneer, John Prince, Burt Aaronson South County Regional, Okeeheelee, Carlin)
Countywide Picnic Shelter Replacement | T132 | IST | Parks | GC | 300000 | FY 2021: 300000 | CW |  |  | Group Pavilion Replacement | Family picnic shelters have an average expected life span of 20-25 years and these shelters need replacement are all past due: Lake Ida, Burt Aaronson South County Regional, Carlin, Juno Beach, John Prince, John Stretch, Glades, Okee, etc.
Countywide Radio Replacement | Q003 | IST | FDO | Radio | 870000 | FY 2017: 500000; FY 2018: 370000 | CW |  |  | General Government Facilities
Courthouse - Repair/Replace Lighting | F0111 | ADV | Gov Ctr | Elect | 200000 | FY 2019: 40000; FY 2020: 40000; FY 2021: 40000; FY 2022: 40000; FY 2023: 40000 | CW/2 | 603 | 1,3 |  | Original 1995 High Priority Original Equipment; pushed back from 17
Courthouse - Replace A/C Systems (Standalone) | F0025 | ADV | Gov Ctr | HVAC | 250000 | FY 2017: 50000; FY 2019: 50000; FY 2020: 50000; FY 2021: 50000; FY 2022: 50000 | CW/2 | 603 | 3 |  | End of Life Cycle (Basement Units); original 250 in 17 spread out over 5 years
Courthouse - Replace HID lighting with LED lighting (Judge's Garage) | F0110 | ADV | Gov Ctr | Elect | 33000 | FY 2020: 33000 | CW/2 | 606 |  |  | 3/7/16 New Project per Keith
Courthouse - Upgrade VAV Units & controls | F0020 | ADV | Gov Ctr | HVAC | 150000 | FY 2019: 30000; FY 2020: 30000; FY 2021: 30000; FY 2022: 30000; FY 2023: 30000 | CW/2 | 603 | 3 |  | Maintenance
Courthouse Buildout and Renovations | B592 | IST | FDO | GC | 38026827 | FY 2023: 10630027; FY 2024: 24935800; FY 2025: 2461000 | CW/2 |  |  | Judicial
Courthouse Electronics System R&R/Command Center | Q004 | IST | FDO | GC | 12999700 | FY 2017: 1300000; FY 2018: 8699700; FY 2019: 3000000 | CW/2 |  |  | Judicial
Courthouse- Repair/Replace Canopy (Judges' Garage) | F0233 | ADV | Gov Ctr | GC | 30000 | FY 2019: 30000 | CW/2 | 603 | 3 |  | Maintenance, Canopy deteriorating, frame work original (1994)
Courthouse Roof Replacement | F0019 | ADV | Gov Ct | Roof | 1600000 | FY 2017: 100000; FY 2019: 1500000 | CW/2 | 603 | 2,3 |  | Move FY15 to FY19 l Moved to17 has become major issue due to water intrusion on the existing roof added 100 for 17 for engineering
Courthouse-Elevator Modifications/Overhaul | F0352 | ADV | Gov Ctr | Elev | 1700000 | FY 2020: 1700000 | CW/2 | 603 | 3 |  | Elevators have been in-service since 1995 (original equipment)
Courthouse-Paint Offices/Judges Chambers/Stairwells/Public Areas | F0118 | ADV | Gov Ctr | Paint | 270000 | FY 2019: 90000; FY 2021: 90000; FY 2023: 90000 | CW/2 | 603 | 3 |  | Maintenance
Courthouse-Paint Roof Top Louvers/Equipment | F0346 | ADV | Gov Ctr | Paint | 100000 | FY 2020: 100000 | CW/2 | 603 | 3 |  | Maintenance
Courthouse-Repair/Repl Air Handling Units | F0033 | ADV | Gov Ctr | HVAC | 2165000 | FY 2017: 500000; FY 2018: 500000; FY 2019: 500000; FY 2020: 500000; FY 2021: 165000 | CW/2 | 603 | 2,3 |  | Original Equipment, 1992, High Priority Original Equipment
Courthouse-Repair/Replace Building Electrical Feeds (4160Volt) Conduits | F0132 | ADV | GovCtr | Elect | 300000 | FY 2021: 300000 | CW/2 | 603 | 2,3 |  | Maintenance Conduits Deteriorating (20+ years)
Courthouse-Replace Carpet Circuit Civil 3.2300 | F0243 | ADV | Gov Ctr | Floor | 250000 | FY 2019: 250000 | CW/2 | 603 | 2,3 |  | End of Life Cycle
Courthouse-Replace Carpet County Civil 2.2200 | F0120 | ADV | Gov Ctr | Floor | 25000 | FY 2018: 25000 | CW/2 | 603 | 2,3 |  | End of Life Cycle
Courthouse-Replace Carpet County Criminal 2.2300 | F0032 | ADV | Gov Ctr | Floor | 175000 | FY 2017: 175000 | CW/2 | 603 | 2,3 |  | End of Life Cycle
Courthouse-Replace Carpet Jury Assembly 1.2100 | F0030 | ADV | Gov Ctr | Floor | 100000 | FY 2017: 100000 | CW/2 | 603 | 2,3 |  | End of Life Cycle
Courthouse-Replace Carpets (not a safety issue) | F0026 | ADV | Gov Ctr | Floor | 825000 | 50000 | 25000 | 150000 | 150000 | 150000 | 150000 | 150000 |  |  |  |  | CW/2 | 603 | 2 |  | Ongoing requirement, FY 15 to included Jury Assembly carpet
Courthouse-Replace Exterior Doors | F0245 | ADV | Gov Ctr | GC | 300000 | FY 2019: 300000 | CW/2 | 603 | 3 |  | Life Expectancy, doors/frames deteriorating
Courthouse-Roof top Helistop-Paint/Replace Obstructions Lights | F0034 | ADV | GovCtr | Paint | 75000 | FY 2017: 75000 | CW/2 | 603 | 3 |  | Maintenance FAA Requirements
CROC - Shop #5 - Interior painting (NEW) | W0017 | WUD | North | Paint | 35100 | FY 2019: 35100 | 2 | 1538 | 3 | Paint is at the end of life cycle
CROC - Warehouse Bldg - Interior painting | W0014 | WUD | North | Paint | 33350 | FY 2018: 33350 | 2 | 1535 | 3 | Covering all interior spaces, offices & warehouse
CROC _ Shop #6 - Interior painting (NEW) | W0018 | WUD | North | Paint | 35100 | FY 2019: 35100 | 2 | 1539 | 3 | Paint is at the end of life cycle
CVV - Grounds Parking lot Striping | F0099 | ADV | CJC | Paving | 10000 | FY 2018: 10000 | 6 | 2173 | 3 |  | Parking stripes are beginning to fade; FMD to do project
Daggerwing Nature Center Replace Metal Roof | P0013 | ADV | South | Roof | 120000 | FY 2017: 120000 | 5 | 648 | 4 |  | CID advised roof is shot
Delray 800 MHz Radio Tower 125KW Generator Replacement | F0276 | ADV | South | Elect | 200000 | FY 2019: 200000 | 7 | 1444 | 2 |  | Critical Site Scheduled replacement
Delray Civic Center Interior Painting | P0058 | ADV | South | Paint | 55000 | FY 2019: 55000 | 5 | 980 | 3 |  | Aesthetics affects use of Center
Delray Civic Center Weatherproofing | P0035 | ADV | South | Paint | 55000 | FY 2018: 55000 | 5 | 980 | 3 |  | Leaks affects use of Center
Delray Health Department - Resurface Parking lot | F0160 | ADV | South | Paving | 250000 | FY 2018: 250000 | 7 | 437 | 2 |  | Move to 2018
Delray Health Paint Interior | F0446 | ADV | South | Paint | 300000 | FY 2021: 300000 | 7 | 437 | 5 |  | Scheduled Maintenance
Delray Health Replace Trane OA RTU | F0158 | ADV | South | HVAC | 125000 | FY 2018: 125000 | 7 | 437 | 3 |  | Scheduled Replacement
Delray Health Weatherproofing | F0370 | ADV | South | Paint | 138000 | FY 2020: 138000 | 7 | 437 | 3 |  | Scheduled Maintenance
Delray Tax Collector Resurface Parking Areas & Driving Course | F0159 | ADV | South | Paving | 165000 | FY 2018: 165000 | 7 | 88 | 2,3 |  | Move to 2018
Delray Tax Collector Roof Replacement | F0272 | ADV | South | Roof | 165000 | FY 2019: 165000 | 7 | 88 | 3 |  | End of service life and warranty expired
Detention Center Facilities R/R (Phases 3-5) | Q019 | IST | FDO | GC | 33000000 | FY 2018: 8500000; FY 2019: 14700000; FY 2020: 9800000 | CW/2 |  |  | Sheriff - FDO
Detention Facilities R/R (Phase 6) - Repurpose MDC Admissions/ Court | Q019 | IST | FDO | GC | 40000000 | FY 2024: 2000000; FY 2025: 21000000; FY 2026: 10000000; FY 2027: 7000000 | CW/2 |  |  | Sheriff - FDO
Dubois Park Caretaker's Residence - Exterior painting (NEW) | P0050 | ADV | North | Paint | 28000 | FY 2019: 28000 |  | 2305 | 3 |  | Paint holding up, first repaint, leave it here
Dubois Park Maintenance Building Replacement | T182 | IST | Parks | GC | 500000 | FY 2023: 500000 | 1 |  |  | Public Building Repair Replacement and Expansion | DuBois Park Maintenance (more than 30 years old) Old maintenance building not adequate to provide equipment storage and break room space for employees.
Dubois Park Parking Lot Repairs | T193 | IST | Parks | Paving | 35000 | FY 2023: 35000 | 1 |  |  | Asphalt Paving and Striping | Funds are needed for asphalt overlay and striping . Multiple locations county-wide are showing extreme fading, deteriorated surfaces, eroded edges and root damage.
Dubois Park Pedestrian Bridge Deck Replacement | T050 | IST | Parks | GC | 60000 | 0 | 60000 | 0 | 0 | 0 | 0 | 0 | 0 | 0 | 0 | 0 | 1 |  |  | Bridge or Boardwalk Replacement | High use pedestrian bridge in need of redecking for safe pedestrian passage between DuBois Park and Jupiter Beach Park. Should no longer be deferred. Bulkheads should also be evaluated for structural integrity and potential for undermining.
Dubois Park Playground Replacement | T061 | IST | Parks | GC | 42750 | 0 | 42750 | 0 | 0 | 0 | 0 | 0 | 0 | 0 | 0 | 0 | 1 |  |  | Playground Replacement | Play structure past its expected lifecycle and in need of replacement for continued safe play of children. Old sand surfacing not ADA compliant and will be replaced with engineered mulch surface. Associated with group picnic shelter.
Dubois Park Var Historic Building Repair and Renovation | T111 | IST | Parks | GC | 2000000 | FY 2020: 250000; FY 2021: 250000; FY 2022: 250000; FY 2023: 250000; FY 2024: 400585; FY 2025: 599415 | 1 |  |  | Public Building Repair Replacement and Expansion | Historic park facilities in need of structural repairs to prevent water damage, insect intrusion, and allow for public viewing: DuBois Home, Chauffer's Quarters and Pineapple Packing House. DuBois Home was closed to public for several years due to needed repairs not yet complete. These buildings are a part of our local history and cannot be recovered if not funded to be taken care of.
Duncan Padget Maintenance Office Septic System Replacement | T119 | IST | Parks | Plumbing | 50000 | FY 2020: 50000 | 6 |  |  | Sanitary Sewer and Septic System Replacement | Aging septic system to Glades Maintenance Field Office needs replacement. Failure would result in no employee restrooms.
Duncan Padget Park Racquetball Court Replacement | T150 | IST | Parks | GC | 135000 | FY 2021: 135000 | 6 |  |  | Sport Court Replacement and Resurfacing | Two (2) racquetball courts were built in 1979 are in need of replacement for public use. Issues with cracking walls and poor lighting.
Duncan Padget Park Racquetball Cout Light Replacement | T116 | IST | Parks | Elect | 100000 | FY 2020: 100000 | 6 |  |  | Sports Lighting Replacement | Old lighting past expected life cycle needs replacement to maintain safe play on athletic courts - Racquetball Courts (2 courts) (lights installed in 1979)
Duncan Padget Park Restroom Replacement | T198 | IST | Parks | GC | 270000 | FY 2024: 270000 | 6 |  |  | Restroom Replacement | Old public restroom in park in need of replacement (more than 36 years old).
Dyer Park Athletic Field Renovation | T099 | IST | Parks | GC | 6000000 | FY 2020: 6000000 | 7 |  |  | Athletic Field Renovations | Improve drainage and athletic field amenities at this park for year round recreational play. Demand exceeds carrying capacity of multi-purpose fields in current condition.
Dyer Park Ballfields 1,2 MPF 1,2,3 Light Replacement | T035 | IST | Parks | Elect | 600000 | 0 | 600000 | 0 | 0 | 0 | 0 | 0 | 0 | 0 | 0 | 0 | 7 |  |  | Sports Lighting Replacement | Lighting approaching the end of its expected life cycle needs replacement to maintain safe play on sport fields - Ballfields #1,2 and Multipurpose fields #1,2,3 (lights installed in 1997)
Dyer Park Basketball Courts Light Replacement | T151 | IST | Parks | Elect | 100000 | FY 2021: 100000 | 7 |  |  | Sports Lighting Replacement | Lighting is approaching the end of its expected life cycle needs replacement to maintain safe play on athletic courts - Basketball Courts (2) (installed in 1997)
Dyer Park Parking Lot Repairs | T191 | IST | Parks | Paving | 45000 | FY 2023: 45000 | 7 |  |  | Asphalt Paving and Striping | Funds are needed for asphalt overlay and striping . Multiple locations county-wide are showing extreme fading, deteriorated surfaces, eroded edges and root damage.
Dyer Park Pathway Repairs | T069 | IST | Parks | GC | 25000 | 0 | 25000 | 0 | 0 | 0 | 0 | 0 | 0 | 0 | 0 | 0 | 7 |  |  | Asphalt Paving and Striping | These are public recreational pathways in need of capital maintenance, scheduled resurfacing, and repairs to ensure safe public use free of hazards.
Dyer Park Playground Replacement | T021 | IST | Parks | GC | 100000 | 100000 | 0 | 0 | 0 | 0 | 0 | 0 | 0 | 0 | 0 | 0 | 7 |  |  | Playground Replacement | Play structure past its expected lifecycle and in need of replacement for continued safe play of children. Old sand surfacing not ADA compliant and will be replaced with ADA accessible surface.
Dyer Park Street and Parking Lot Light Replacement | T190 | IST | Parks | Elect | 192000 | FY 2023: 192000 | 7 |  |  | Parking Lot Lighting Replacement | Replacement of existing light fixtures with LED lights at street and parking lots. New LED fixtures will provide energy saving and improve lighting for safety.
Emergency Operations Center FACP Replacement | EF0007 | ADV | Fire | LV | 80000 | FY 2017: 80000 | 2 | 5240 | 1 |  | The FACP system will have reached the end of life expectancy for FY shown. This R/R listed is a replacement due to the installed version not being manufacturer or supported, parts no longer readily available, and electronic equipment estimated life cycles have been reached.
Emergency Operations Center Preaction Replacement Controller only 2 systems | EF0004 | ADV | Fire | Fire | 60000 | FY 2017: 60000 | 2 | 5240 | 1 |  | The Pre Action Controller systems (two of them) will have reached the end of life expectancy for FY shown. This R/R listed is a replacement due to the installed version no longer available or supported and parts are no longer available: Additional Note: If Mechanical Trim and piping is required, additional funds will be needed. ESS will get a hard estimate prior to funding year requested..
Emergency Operations Center Re-Key Facilities | ES0001 | ADV | Sec/Access | GC | 50000 | FY 2017: 50000 | 2 | 54 | 1 |  | The FACP system life expectancy date shown is listed and generates a replacement plan due to the installed version not being manufacturer or supported, parts no longer readily available, and electronic equipment estimated life cycles have been reached.
EOC - Parking Lot Repair/Striping | F0085 | ADV | Central | Paving | 65000 | FY 2018: 65000 | 2 | 54 | 3 |  | Parking lot Renovations/reach life expect.) Move from 2016 to 2018
EOC - Replace Ops Room Lighting. (Equipment failure/ increase cost replacement). | F0086 | ADV | Central | Elect | 75000 | FY 2019: 75000 | 2 | 54 | 3 |  | Replace Opps Rm Lighting. Reached life expt, not efficient(Moved from 2016 to 2018 , amount increased)
EOC - Replace Carpet in Operations Room (not a safety issue) | F0078 | ADV | Central | Floor | 50000 | FY 2019: 50000 | 2 | 54 | 3 |  | area is high traffic (Moved from 2016 to 2018), Reach life expt.
EOC - Replacement(2) Replace Garage Doors | F0070 | ADV | Central | GC | 30000 | FY 2019: 30000 | 2 | 54 | 3 |  | Replace Garage Doors -reached life expectancy
EOC- Air Handlers Replacement ( 4) (Moved from 2018-2019) | F0216 | ADV | Central | HVAC | 170000 | FY 2019: 170000 | 2 | 54 | 3 |  | Air Handler Replacement (4)(Reach life expectancy)
EOC- Energy Management System upgrade ( New Line Item) | F0093 | ADV | Central | LV | 120000 | FY 2018: 120000 | 2 | 54 | 3 |  | Energy Management System upgrade ( New Line Item)(existing system Reach life expectancy)
EOC- Fresh Air Intake Units ( 3) | F0212 | ADV | Central | HVAC | 70000 | FY 2019: 70000 | 2 | 54 | 3 |  | Fresh Air Intake Units ( 3)-reach life expt.
EOC -Weatherproofing | F0200 | ADV | Central | Paint | 25000 | FY 2019: 25000 | 2 | 54 | 3 |  | Weatherproofing -reach life expect.
EOC-Replace rear entrance gate replacement, controls, sensors, card access. | F0094 | ADV | Central | GC | 120000 | FY 2018: 120000 | 2 | 54 | 4 |  | This request is phase 2 for actual construction to upgrade hi-security syst)( Moved from FY-16 to FY 17)
Eventide Replacement MJC, SCCH, NCGC, WCCH | EE0005 | ADV | Electronic | LV | 100000 | FY 2017: 100000 |  |  | 3 |  | The Audio Logging system life expectancy date shown is listed and generates a replacement plan due to the installed version not being manufactured or supported, parts no longer readily available, and electronic equipment estimated life cycles have been reached.
Evidence Building | B451 | IST | FDO | GC | 21336540 | FY 2017: 4395000; FY 2018: 13202000; FY 2019: 3739540 | CW/2 |  |  | Sheriff - FDO
Fire Station 16 | FR0001 | FR MSTU | ESS | LV | 50000 | FY 2017: 50000 | 1 | 1425 | 1 |  | G. Smith
Fire Station 18 | FR0002 | FR MSTU | ESS | LV | 50000 | FY 2017: 50000 | 1 | 1441 | 1 |  | G. Smith
Fire Station 20 | FR0003 | FR MSTU | ESS | LV | 50000 | FY 2017: 50000 | 6 | 1509 | 1 |  | G. Smith
Fire Station 22 | FR0004 | FR MSTU | ESS | LV | 50000 | FY 2017: 50000 | 6 | 1440 | 1 |  | G. Smith
Fire Station 23 | FR0009 | FR MSTU | ESS | LV | 60000 | FY 2021: 60000 | 2 | 1303 | 2 |  | G. Smith
Fire Station 26 | FR0007 | FR MSTU | ESS | LV | 50000 | FY 2019: 50000 | 6 | 1305 | 2 |  | G. Smith
Fire Station 28 | FR0010 | FR MSTU | ESS | LV | 60000 | FY 2021: 60000 | 6 | 1353 | 2 |  | G. Smith
Fire Station 30 | FR0011 | FR MSTU | ESS | LV | 60000 | FY 2021: 60000 | 6 |  | 2 |  | G. Smith
Fire Station 41 | FR0012 | FR MSTU | ESS | LV | 60000 | FY 2021: 60000 | 5 | 1880 | 2 |  | G. Smith
Fire Station 53 | FR0006 | FR MSTU | ESS | LV | 50000 | FY 2018: 50000 | 5 | 1545 | 2 |  | G. Smith
Fleet Shop Pahokee - Replace and repair suspended ceiling | F0163 | ADV | West | GC | 25000 | FY 2021: 25000 | 6 | 620 | 4 |  | Heavily used, upgrades needed for continued service.
FMD North Shop - Replace four sectional garage doors | F0257 | ADV | North | GC | 70145 | FY 2019: 70145 | 6 | 131 | 2 |  | Roll up doors are well past their lifecycles and will not meet any current wind load requirements
Forest Hill 800 MHz Radio Tower Bldg - Roof replacement | F0494 | ADV | North | Roof | 69350 | FY 2022: 69350 | 2 | 1393 | 3 |  | No issues at this moment, just planning for end of life cycle replacement
Forest Hill 800 MHz Tower - Exterior Painting | F0428 | ADV | North | Paint | 36960 | FY 2021: 36960 | 2 | 1393 | 3 |  | Might consider a move UP, stucco issues have shown up.
Forest Hill 800 MHz Tower - Replace 3 ton BARD units | F0436 | ADV | North | HVAC | 67260 | FY 2021: 67260 | 2 | 1393 | 3 |  | Critical site, planned replacement, end of life cycle. DON'T MOVE
Forest Hill 800 MHz Tower - Replace two 20 ton TRANE units | F0044 | ADV | North | HVAC | 143500 | FY 2017: 143500 | 2 | 1393 | 2 |  | Critical site, planned replacement, end of life cycle. DON'T MOVE
Four Points | Q006 | IST | FDO | GC | 450000 | FY 2018: 450000 | CW/2 |  |  | General Government Facilities
Four Points-Reseal, Repair, Restripe Parking Areas | F0075 | ADV | Central | Paving | 40000 | FY 2018: 40000 | CW/2 | 172 | 3 |  | Reseal, Repair, Restripe Parking Areas-reach life expect. Move from 2016 to 2018
Four Points-Weatherproofing | F0202 | ADV | Central | Paint | 40000 | FY 2019: 40000 | CW/2 | 172 | 3 |  | ( Cost increase ) Weatherproofing -reach life expect
Gardens Branch Library - Exterior painting | L0008 | L MSTU | North | Paint | 63000 | FY 2017: 63000 | 1 | 605
Gardens Branch Library - Grounds - Parking lot re-striping | L0003 | L MSTU | North | Paving | 44950 | FY 2017: 44950 | 1 | 1516
Gardens Branch Library - Interior painting | L0017 | L MSTU | North | Paint | 84800 | FY 2019: 84800 | 1 | 605
Gardens District Park New Park Development | T199 | IST | Parks | GC | 5000000 | FY 2027: 5000000 | 1 |  |  | New Park Development | New District Park in Palm Beach Gardens in order to maintain target level of service per the County's Comprehensive Plan, Recreation and Open Space Element. Park will have both active and passive park elements. Cash to PBGs.
GCC Card Access and ReKey Replacements | ES0008 | ADV | Sec/Access | LV | 2614000 | FY 2019: 2614000 | CW/2 | 20 | 3 |  | Project SOW is a combined project to replace card access system from Pinnacle to Prowatch; change all existing punch code locks and WiFi card access locks to hard wired card access; Rekey entire building including hardware changes (CID gave hard estimate for this original SOW). Card Access system will be same as Criminal Justice Locations.
Glades Comm. Health - Renovate restrooms in annex areas | F0463 | ADV | West | GC | 77000 | FY 2021: 77000 | 6 | 60 | 4 |  | Heavily used, upgrades needed for continued service.
Glades Comm. Health - Replace ceilings & track system through out | F0179 | ADV | West | GC | 125000 | FY 2018: 125000 | 6 | 60 | 4 |  | End of useful service life.
Glades Comm. Health - Replace exterior doors with jams | F0278 | ADV | West | GC | 25000 | FY 2019: 25000 | 6 | 60 | 4 |  | Heavily used, structure failing.
Glades Comm. Health - Replace HVAC | F0467 | ADV | West | HVAC | 100000 | FY 2021: 100000 | 6 | 60 | 4 |  | Phase II units at the end of useful service.
Glades Comm. Health - Replace interior doors with jams | F0182 | ADV | West | GC | 65000 | FY 2018: 65000 | 6 | 60 | 4 |  | Heavily used, structure failing.
Glades Comm. Health - Restroom renovations | F0459 | ADV | West | GC | 70000 | FY 2021: 70000 | 6 | 60 | 2 |  | Heavily used, upgrades needed for continued service.
Glades Comm. Health - Resurface asphalt | F0292 | ADV | West | Paving | 90000 | FY 2019: 90000 | 6 | 60 | 2 |  | Parking area is deteriorated and surface is failing.
Glades Library Replace 80 Ton Chiller | L0010 | L MSTU | South | HVAC | 130000 | FY 2017: 130000 | 6 | 501
Glades Office Bldg - overhaul standby power system | F0172 | ADV | West | Elect | 70000 | FY 2018: 70000; FY 2021: 0 | 6 | 37 | 3 |  | End of useful service life.
Glades Office Bldg - Prep & paint exterior walls of office bldg | F0377 | ADV | West | Paint | 51000 | FY 2020: 51000 | 6 | 37 | 3 |  | Failure to weatherproof will result in damage to building.
Glades Office Bldg - Replace 2nd floor exterior windows | F0464 | ADV | West | GC | 80000 | FY 2021: 80000 | 6 | 37 | 3 |  | Heavily used, upgrades needed for continued service.
Glades Office Bldg - Replace flooring materials in heavy traffic areas | F0178 | ADV | West | Floor | 50000 | FY 2018: 50000 | 6 | 37 | 4 |  | Heavily used service required
Glades Office Bldg - Replace Generator | F0471 | ADV | West | Elect | 450000 | FY 2022: 450000 | 6 | 37 | 3 |  | Generator overhaul. Time in service.
Glades Office Bldg - Replace HVAC units and grills | F0378 | ADV | West | HVAC | 65000 | FY 2020: 65000 | 6 | 37 | 3 |  | Phase II of HVAC equipment at end of useful lifespan.
Glades Office Bldg - Replace lighting in hallways and lobby | F0375 | ADV | West | Elect | 28500 | FY 2020: 28500 | 6 | 37 | 4 |  | Saves energy & maintenance cost.
Glades Office Bldg - Replace partitions, fixtures & floor materials in public restrooms | F0379 | ADV | West | GC | 70000 | FY 2020: 70000 | 6 | 37 | 3 |  | Heavily used, upgrades needed for continued service.
Glades Office Bldg. - Ceiling | F0456 | ADV | West | GC | 46000 | FY 2021: 46000 | 6 | 37 | 4 |  | End of useful service life.
Glades Office Bldg. - Electrical - upgrade lighting & panels | F0169 | ADV | West | Elect | 28500 | FY 2020: 28500 | 6 | 37 | 3 |  | Saves energy & maintenance cost.
Glades Office Bldg. - Elevator upgrade | F0173 | ADV | West | Elev | 40000 | FY 2019: 40000 | 6 | 37 | 4 |  | Heavily used, service required.
Glades Office Bldg. - Interior Painting | F0170 | ADV | West | Paint | 30000 | FY 2019: 30000 | 6 | 37 | 4 |  | Phase I heavy traffic area, wall finish degrading.
Glades Office Bldg. - Replace Plumbing fixtures | F0458 | ADV | West | Plumbing | 58000 | FY 2021: 58000 | 6 | 37 | 4 |  | Heavily used, upgrades needed for continued service.
Glades Office Bldg. - Replace storefront in elections | F0457 | ADV | West | GC | 46585 | FY 2021: 46585 | 6 | 37 | 4 |  | Heavily used, structure failing.
Glades Pioneer Park Athletic Field Renovation | T175 | IST | Parks | GC | 2000000 | FY 2023: 2000000 | 6 |  |  | Athletic Field Renovations | Athletic facility improvement to Glades Pioneer Park will allow for year-round use of football/soccer fields. High quality artificial surfacing will provide an excellent facility for youth and allow for minimal downtime for positive youth activities.
Glades Pioneer Pathway Repairs | T072 | IST | Parks | GC | 20000 | 0 | 20000 | 0 | 0 | 0 | 0 | 0 | 0 | 0 | 0 | 0 | 6 |  |  | Asphalt Paving and Striping | These are public recreational pathways in need of capital maintenance, scheduled resurfacing, and repairs to ensure safe public use free of hazards.
Glades Senior Center - Replace side Walks | F0060 | ADV | West | GC | 60000 | FY 2017: 60000 | 6 | 508 | 2 |  | Side walks are slanting and in need of replacement
Glades Senior Center - Exterior painting project | F0288 | ADV | West | Paint | 44800 | FY 2019: 44800 | 6 | 508 | 2 |  | Failure to weatherproof will result in damage to building.
Glades Senior Center - Interior Painting | F0171 | ADV | West | Paint | 30000 | FY 2018: 30000 | 6 | 508 | 3 |  | Phase I heavy traffic area, wall finish degrading.
Glades Senior Center - Replace doors & frames | F0283 | ADV | West | GC | 50000 | FY 2018: 50000; FY 2019: 0 | 6 | 508 | 3 |  | Heavily used, structure failing.
Glades Senior Center - Replace gutters | F0284 | ADV | West | GC | 30000 | FY 2019: 30000 | 6 | 508 | 2 |  | Heavily used, structure failing.
Glades Senior Center - Replace roof | F0063 | ADV | West | Roof | 270200 | FY 2017: 270200 | 6 | 508 | 2 |  | Failure to replace will exponentially increase the cost of replacement if damage to building.
Glades Senior Center - Replace rusted ceiling grid | F0289 | ADV | West | GC | 48000 | FY 2018: 48000 | 6 | 508 | 4 |  | Heavily used, structure failing.
Gov Ctr Region Landscaping improvements | F0023 | ADV | Gov Ctr | LA | 44000 | FY 2017: 44000 | CW/2 | various | 3 |  | landscaping improvements for dead grass, trees, shrubs replacement etc.
Government Center - Paint Exterior/Weatherproofing | F0029 | ADV | Gov Ctr | Paint | 575000 | FY 2017: 100000; FY 2018: 475000; FY 2019: 0 | CW/2 | 20 | 2,3 |  | The sunshades were removed in 2004; the building was re-caulked in 2009, but not painted. Move FY 16 to 18
Government Center & Historic Courthouse System Replacement (NVR) | ES0004 | ADV | Sec/Access | LV | 350121.6 | FY 2018: 350121.6 | CW/2 | 20; 1 | 2 |  | R/R Change to NVR- 301 N Olive ave
Government Center Chiller Plant - Caulk/Weatherproof/Paint Exterior | F0424 | ADV | Gov Ctr | Paint | 100000 | FY 2021: 100000 | CW/2 | 2203 | 3 |  | Maintenance
Government Center Chiller Plant-10 year Overhaul Chillers (3) | F0244 | ADV | Gov Ctr | HVAC | 300000 | FY 2019: 300000 | CW/2 | 2203 | 3 |  | Maintenance
Government Center Chiller Plant-Replace Canopies | F0236 | ADV | Gov Ctr | GC | 75000 | FY 2019: 75000 | CW/2 | 2203 | 3 |  | Maintenance Canopies Deteriorating
Government Center Garage - Paint Exterior/Caulk/Weatherproofing | F0128 | ADV | Gov Ctr | Paint | 475000 | FY 2018: 475000 | CW/2 | 124 | 2,3 |  | Moved from FY12, not funded
Government Center Garage - Replace Lighting & Light Poles (Replace HID lighting with LED) | F0121 | ADV | Gov Ctr | Elect | 150000 | FY 2018: 150000 | CW/2 | 20 | 2,3 |  | Fixtures (10+ years) failing, light poles 20+ years
Government Center Garage-Inspection/Evaluation | F0122 | ADV | Gov Ctr | GC | 0 | FY 2020: 150000 | CW/2 | 124 | 3 |  | Maintenance, 40 years In-Service; moved from 17 to18
Government Center Garage-Rebuild/Replace Fire pump controls | F0238 | ADV | Gov Ctr | Fire | 100000 | FY 2019: 100000 | CW/2 | 124 | 2 |  | Maintenance, 40 years In-Service; moved from 16 to 19
Government Center Multi-Media 6th Floor Chambers Audio Booth in Chambers | EE0001 | ADV | Electronic | LV | 57788.82 | FY 2017: 57788.82 | CW/2 | 20 | 3 |  | Broadcast system replacement; system is 20 years old
Government Center Pavilion - Pressure Clean/Paint | F0341 | ADV | Gov Ctr | Paint | 50000 | FY 2020: 50000 | CW/2 | 20 | 3 |  | Maintenance
Government Center Renewal/Replacement | Q011 | IST | FDO | GC | 26000000 | FY 2022: 19000000; FY 2023: 7000000 | CW/2 |  |  | General Government Facilities
Government Center Repair/Replace 6th Flood Patio Canopy | F0235 | ADV | Gov Ctr | GC | 60000 | FY 2019: 60000 | CW/2 | 20 | 3 |  | Maintenance, Canopy deteriorating, frame work original (1984)
Government Center Roof Replacement | F0124 | ADV | Gov Ctr | Roof | 750000 | FY 2020: 750000 | CW/2 | 20 | 2,3 |  | Not Funded FY13 to FY17
Government Center-Overhaul Generator | F0425 | ADV | Gov Ctr | Elect | 300000 | FY 2021: 300000 | CW/2 | 20 | 3 |  | Original equipment (30 years)
Government Center-Rebuild/Replace Fire Pump & Controls | F0344 | ADV | Gov Ctr | Fire | 85000 | FY 2020: 85000 | CW/2 | 20 | 3 |  | 15 years service
Government Center-Replace Exterior Doors | F0348 | ADV | Gov Ctr | GC | 200000 | FY 2020: 200000 | CW/2 | 20 | 3 |  | Life Expectancy, doors/frames deteriorating
Government Center-Replace Main Switchgear | F0130 | ADV | Gov Ctr | Elect | 600000 | FY 2023: 600000 | CW/2 | 20 | 2 |  | Original equipment Split 600 in 17 over 3 years
Government Center-Replace Stairwell Doors/Paint Stairwells | F0125 | ADV | Gov Ctr | GC | 75000 | FY 2018: 25000; FY 2020: 50000 | CW/2 | 20 | 3 |  | Maintenance Original Doors (30+years)
Governmental Center - Repair/Replace Lighting | F0021 | ADV | Gov Ctr | Elect | 240000 | FY 2017: 40000; FY 2018: 40000; FY 2019: 40000; FY 2020: 40000; FY 2021: 40000; FY 2022: 40000 | CW/2 | 20 | 1,3 |  | Convert T12 to T8, lamps/ballast being phased out; pushed out from 17
Governmental Center - Replace Carpet (not a safety issue) | F0123 | ADV | Gov Ctr | Floor | 775000 | FY 2018: 25000; FY 2019: 150000; FY 2020: 150000; FY 2021: 150000; FY 2022: 150000; FY 2023: 150000 | CW/2 | 20 | 2 |  | Ongoing requirement, FY 15 to include Clerks' 9th floor offices
Governmental Center - Replace Roll-up Security Grills | F0115 | ADV | Gov Ctr | GC | 50000 | FY 2020: 50000 | CW/2 | 20 | 2 |  | Original equipment, moved from 16 to 18
Governmental Center - Replace VAV Units/Controls | F0022 | ADV | Gov Ctr | HVAC | 200000 | FY 2017: 40000; FY 2019: 40000; FY 2020: 40000; FY 2021: 40000; FY 2023: 40000 | CW/2 | 20 | 3 |  | Original equipment, 30+ years
Governmental Center-Paint Public Areas | F0116 | ADV | Gov Ctr | Paint | 180000 | FY 2020: 60000; FY 2021: 60000; FY 2022: 60000 | CW/2 | 20 | 3 |  | Maintenance, Common Areas
Governmental Center-Repair/Repl Air Handling Units | F0031 | ADV | Gov Ctr | HVAC | 925000 | FY 2017: 136000; FY 2018: 142000; FY 2019: 150000; FY 2020: 157000; FY 2021: 165000; FY 2022: 175000 | CW/2 | 20 | 2,3 |  | Funded for FY2012 original 1975 High Priority Original Equipment 30+ years service
Governmental Center-Replace all exterior stairwell doors | F0027 | ADV | Gov Ctr | GC | 50000 | FY 2017: 50000 | CW/2 | 20 | 2,4 |  | Door s have swollen over the years, FMD staff has trimmed them so they will close impacts smoke control system
Graphics Division - Interior/Exterior Painting | F0253 | ADV | North | Paint | 53940 | FY 2019: 53940 | 2 | 1562 | 3 |  | Paint holding up, leave it here
Graphics Facility FACP Replacement | EF0033 | ADV | Fire | LV | 75000 | FY 2021: 75000 | 2 | 1562 | 2 |  | The FACP system will have reached the end of life expectancy for FY shown. This R/R listed is a replacement due to the installed version not being manufacturer or supported, parts no longer readily available, and electronic equipment estimated life cycles have been reached.
Graphics Grounds - Water tank demolition | F0496 | ADV | North | Demo | 210000 | FY 2022: 210000 | 2 | 1562 | 2 |  | Serves no useful purpose and requires maintenance and re-painting . Better gone and re-landscape 2/24/16 move from 17 to 22
Graphics Main Bldg - Replace two systems | F0262 | ADV | North | LV | 232000 | FY 2019: 232000 | 2 | 1562 | 3 |  | Air handlers having reliability issues, will be at the end of their life cycles
Green Cay Ntr Wetlnds Wed-Sat 9-3 | P0078 | ADV | ESS | LV | 115000 | FY 2020: 75000; FY 2023: 40000 | 5 | 1582 | 2 |  | NOTIFIER AFP 300
GreenCay Nature Center Interior Painting | P0075 | ADV | South | Paint | 50000 | FY 2020: 50000 | 5 | 1582 | 3 |  | Aesthetics affects use of Center
GreenCay Nature Center Replace 40 Ton chiller | P0010 | ADV | South | HVAC | 84000 | FY 2017: 84000 | 5 | 1582 | 3 |  | Units at end of Life
GreenCay Nature Center Replace AHUs 1,2,3 | P0045 | ADV | South | HVAC | 147000 | FY 2018: 147000 | 5 | 1582 | 3 |  | Units at end of Life
GreenCay Nature Center Replace Roof | P0016 | ADV | South | Roof | 550000 | FY 2017: 550000 | 5 | 1582 | 4 |  | CID advised roof is shot
GreenCay Nature Center Weatherproofing | P0009 | ADV | South | Paint | 70000 | FY 2017: 70000 | 5 | 1582 | 3 |  | Exterior finish of stucco & wood failing
Gulfstream Park Lifeguard Structural Repairs | P0103 | ADV | South |  | 105000 | FY 2017: 70000; FY 2018: 35000 |  | 390 | 4 |  | Support columns spalled from salt exposure
Gulfstream Park Septic System Replacement | T114 | IST | Parks | Plumbing | 100000 | FY 2020: 100000 | 4 |  |  | Sanitary Sewer and Septic System Replacement | Aging public use septic systems (2) need replacement. Failure would result in public restroom closure.
Hattie Fields - Repair irrigation | F0281 | ADV | West | Irr | 25000 | FY 2019: 25000 | 6 | 1396 | 4 |  | Upgrade needed, reached end of useful service.
Hattie Fields SB Headstart - chill water air handler | F0466 | ADV | West | HVAC | 86000 | FY 2021: 86000 | 6 | 1556 | 2 |  | Unit at end of useful service life.
Hattie Fields SB Headstart - Repair Paving | F0282 | ADV | West | Paving | 25000 | FY 2019: 25000 | 6 | 1556 | 4 |  | Parking area is deteriorated and surface is failing.
Hattie Fields SB Headstart - Replace BAS | F0465 | ADV | West | LV | 80000 | FY 2021: 80000 | 6 | 1556 | 2 |  | Replace deficient building management system to new.
Hattie Fields SB Headstart - Replace Damaged Flooring | F0286 | ADV | West | Floor | 30000 | FY 2019: 30000 | 6 | 1556 | 2 |  | Flooring at end of useful lifespan.
Haverhill Park Parking Lot Light Replacement | T189 | IST | Parks | Elect | 200000 | FY 2023: 200000 | 2 |  |  | Parking Lot Lighting Replacement | Replacement of existing poles and lights at parking lots to allow for adequate public safety. New LED fixtures will provide energy saving and improve lighting for safety.
Haverhill Park Racquetball Court Replacement | T037 | IST | Parks | GC | 270000 | 0 | 270000 | 0 | 0 | 0 | 0 | 0 | 0 | 0 | 0 | 0 | 2 |  |  | Sport Court Replacement and Resurfacing | Four (4) racquetball courts were built in 1979 are in need of replacement for public use. Issues with cracking walls and poor lighting.
Haverhill Tennis and Racquetball Courts Light Replacement | T109 | IST | Parks | Elect | 300000 | FY 2020: 300000 | 2 |  |  | Sports Lighting Replacement | Old lighting past expected life cycle needs replacement to maintain safe play on athletic courts - (2) Tennis, (4) Racquetball Courts (lights installed in 1979)
Headquarters R&R | B545 | IST | FDO | GC | 32702000 | FY 2017: 1600000; FY 2019: 11047000; FY 2020: 10835000; FY 2021: 9220000 | CW |  |  | Sheriff - FDO
Herman Brice Complex - Apparatus Bldg - Chiller #2&3 coil replacement | FR0005 | FR MSTU | North | HVAC | 321100 | FY 2017: 321100 | 2 | 1859 | 3 |  | Coils fins beginning to rot, planned change out during winter months to avoid rental
Herman Brice Complex - HQ Bldg - Interior painting (NEW) | FR0008 | FR MSTU | North | Paint | 68000 | FY 2020: 68000 | 2 | 1858 | 3 |  | Interior paint should be worn beyond touch ups
Highridge Family Center - Main Bldg - Stucco repairs | F0357 | ADV | North | GC | 42900 | FY 2020: 42900 | 7 | 4 | 3 |  | Repairs needed and should be coordinated with the exterior paint project
Highridge Family Center - Main Bldg. - Storefront Door Replacement | F0364 | ADV | North | GC | 326160 | FY 2020: 326160 | 7 | 4 | 2 |  | Storefronts rotten, should be sooner if possible.
HighRidge Family Center - Replace four chilled water AHU (1,6,7,8) | F0366 | ADV | North | HVAC | 525000 | FY 2020: 525000 | 7 | 4 | 3 |  | Units near the end of their life cycles, should not be moved. Phase 2 of 2
HighRidge Family Center - Replace four chilled water AHU (2,3,4,5) | F0266 | ADV | North | HVAC | 480000 | FY 2019: 480000 | 7 | 4 | 3 |  | Units near the end of their life cycles, should not be moved. Phase 1 of 2
HighRidge Family Center - Victim Services - Replace roof top units | F0361 | ADV | North | HVAC | 113750 | FY 2020: 113750 | 7 | 46 | 3 |  | Units at the end of their life cycle, should not be moved
Highridge Family Center - Weatherproofing | F0359 | ADV | North | Paint | 64400 | FY 2020: 64400 | 7 | 4 | 3 |  | Co-coordinating with remedial stucco work
Highridge Family Center Grounds - Water Line Replacement | F0442 | ADV | North | Plumbing | 113230 | FY 2021: 113230 | 7 | 1221 | 2&3 |  | Postponing - No outstanding urgent issues
Highridge Family Center/Main Building-Interior Painting | F0438 | ADV | North | Paint | 69641 | FY 2021: 69641 | 7 | 4 | 3 |  | Highridge staff maintaining with touch ups. Leave it here
Historic Courthouse - Paint Exterior Windows | F0234 | ADV | Gov Ctr | Paint | 60000 | FY 2019: 60000 | CW/2 | 1 | 3 |  | Maintenance
Historic Courthouse Card Access System Replacement | ES0010 | ADV | Sec/Access | LV | 40000 | FY 2020: 40000 | CW/2 | 1 | 3 |  | Change to Criminal Justice Card Access System; Include running Intrusion and panic through Card Access
Historic Courthouse Repair/Replace Air Handling Units | F0242 | ADV | Gov Ctr | HVAC | 1000000 | FY 2019: 250000; FY 2020: 250000; FY 2021: 250000; FY 2022: 250000 | CW/2 | 1 | 3 |  | Maintenance (10+ years)
Historic Courthouse Roof Replacement | F0345 | ADV | Gov Ctr | Roof | 100000 | FY 2020: 100000 | CW/2 | 1 | 3 |  | Original roof 2008
Historic Courthouse, FACP Replacement | EF0035 | ADV | Fire | LV | 100000 | FY 2021: 100000 | CW/2 | 1 | 2 |  | The FACP system will have reached the end of life expectancy for FY shown. This R/R listed is a replacement due to the installed version not being manufacturer or supported, parts no longer readily available, and electronic equipment estimated life cycles have been reached.
Historic Courthouse-Replace Carpet (not a safety issue) | F0109 | ADV | Gov Ctr | Floor | 60000 | FY 2020: 60000; FY 2021: 0 | CW/2 | 1 | 2 |  | Ongoing requirement
Historic Courthouse-Replace Window Canopy | F0117 | ADV | Gov Ctr | GC | 60000 | FY 2018: 60000 | CW/2 | 1 | 2,3 |  | Replacement Due to Deterioration Moved FY 2016 to 2018
Historic Courthouse - Replacement of spauled window lintels | P0508 | ADV | Gov Ctr | GC | 133000 | FY 2018: 133000 |  | 1 | 2,3 |  | Replacement Due to Deterioration Moved FY 2016 to 2018
Historic Courthouse-Weatherproofing | F0240 | ADV | Gov Ctr | Paint | 125000 | FY 2019: 125000 | CW/2 | 1 | 3 |  | Maintenance-Historic artifacts, moved from 17 to 19
Homeless Resource Center - Bldg #2 - Chilled water conversion | F0444 | ADV | North | HVAC | 256650 | FY 2021: 256650 | 7 | 2171 | 3 |  | Combining into one central HVAC system. Can be bumped
Housing Units for Homeless, Extremely Low Income, & Low Income | Q001 | IST | FDO | GC | 25500000 | 2550000 | 2550000 | 2550000 | 2550000 | 2550000 | 2550000 | 2550000 | 2550000 | 2550000 | 2550000 |  | CW |  |  | Housing
Hutcheson Agriculture Maintenance Bldg. - Interior & Exterior paint | F0426 | ADV | North | Paint | 28875 | FY 2021: 28875 | 7 | 2038 | 3 |  | Paint holding up, first repaint, leave it here
Hutchinson Agriculture - Bldg #1 Wood replacement NEW | F0362 | ADV | North | GC | 244000 | FY 2020: 244000 | 7 | 127 | 3 |  | Giving up on the wood siding, going with cementious board (rot & or termites) Phase 2 of 4
Hutchinson Agriculture - Bldg #2 Wood replacement NEW | F0443 | ADV | North | GC | 221375 | FY 2021: 221375 | 7 | 128 | 3 |  | Giving up on the wood siding, going with cementious board (rot & or termites) Phase 3 of 4
Hutchinson Agriculture - Bldg #3 Wood replacement | F0490 | ADV | North | GC | 259350 | FY 2022: 259350 | 7 | 1173 | 3 |  | Giving up on the wood siding, going with cementious board (rot & or termites) Phase 4 of 4
Hutchinson Agriculture - Bldg #4 Wood replacement | F0146 | ADV | North | GC | 167700 | FY 2018: 167700 | 7 | 82 | 3 |  | Giving up on the wood siding, going with cementious board (rot & or termites)
Hutchinson Agriculture - Bldg #5 Wood replacement NEW | F0261 | ADV | North | GC | 209887 | FY 2019: 209887 | 7 | 123 | 3 |  | Giving up on the wood siding, going with cementious board (rot & or termites) Phase 1 of 4
In car cameras | Q016 | IST | FDO | PBSO | 10951540 | FY 2023: 2537205; FY 2024: 4207168; FY 2025: 4207167 | CW |  |  | Sheriff
JBE Barn Painting and Rust Treatment | T038 | IST | Parks | Paint | 250000 | 0 | 250000 | 0 | 0 | 0 | 0 | 0 | 0 | 0 | 0 | 0 | 2 |  |  | Public Building Repair Replacement and Expansion | Large barn structure is rusting. No capital funding for renovation. Continued deferment will compound issues and shorten facility life expectancy.
JBE Sound System Replacement | T046 | IST | Parks | Elect | 120000 | 0 | 120000 | 0 | 0 | 0 | 0 | 0 | 0 | 0 | 0 | 0 | 2 |  |  | Public Building Repair Replacement and Expansion | This system is reaching the end of its useful life. This feature is critical to all horse events using the facility to disseminate information including safety messages. Portable system does not reach entire area needed.
Jim Brandon Equestrian 8-Noon | P0087 | ADV | ESS | LV | 50000 | FY 2021: 50000 | 2 | 1592 | 2 |  | NOTIFIER NFS640. Timing with IST A/V Replacement Project
John Stretch Park Playground Replacement | T033 | IST | Parks | GC | 32750 | 32750 | 0 | 0 | 0 | 0 | 0 | 0 | 0 | 0 | 0 | 0 | 6 |  |  | Playground Replacement | Play structure past its expected lifecycle and in need of replacement for continued safe play of children. Old sand surfacing not ADA compliant and will be replaced with engineered mulch surface.
John Stretch Park/Replace plumbing fixtures in all restrooms | P0104 | ADV | West | Plumbing | 30000 | FY 2018: 30000 |  | 324 | 3 |  | Replacement due to age and conditions of use.
John Stretch Pavilion Restroom Replacement | T136 | IST | Parks | GC | 270000 | FY 2021: 270000 | 6 |  |  | Restroom Replacement | Old pavilion/public restroom at this park in need of replacement (more than 38 years old).
John Stretch Roadway Reapirs | T112 | IST | Parks | Paving | 180000 | FY 2020: 180000 | 6 |  |  | Asphalt Paving and Striping | Roadway through park in need of overdue capital asphalt resurfacing. Public utilizes this roadway to traverse through park; need to maintain safety.
JP Park Administration Interior Painting | P0079 | ADV | South | Paint | 90000 | FY 2020: 90000 | 3 | 1640 | 3 |  | Aesthetics
JP Park Carpenter Shop & Warehouse Roof Replacement | P0015 | ADV | South | Roof | 250000 | FY 2017: 250000 | 3 | 279 | 3 |  | Roof past life span, rusted out
JP Park Fountains Country Club Replace (3) A/C Systems | P0038 | ADV | South | HVAC | 60000 | FY 2018: 60000 | 3 | 1462 | 3 |  | 2003 DX units past useful life span
JP Park Maintenance Administration Replace (3) HVAC Systems | P0039 | ADV | South | HVAC | 60000 | FY 2018: 60000 | 3 | 1386 | 3 |  | 2001 Units at end of useful Life span
JP Park Maintenance Administration Weatherproofing | P0040 | ADV | South | Paint | 60000 | FY 2018: 60000 | 3 | 1386 | 3 |  | Restoration of exterior envelope integrity
JP Park Therapeutic Gym and Art Center Weatherproofing | P0025 | ADV | South | Paint | 30000 | FY 2018: 30000 | 3 | 1810 | 3 |  | Extensive cracking in stucco & coating failure
JP Park Therapeutic Recreation Replace 140 Ton Chiller | P0014 | ADV | South | HVAC | 224000 | FY 2017: 224000 | 3 | 1810 | 3 |  | Units at end of Life
JPP Athletic Field Renovation | T101 | IST | Parks | LA | 3220000 | FY 2020: 3220000 | 3 |  |  | Athletic Field Renovations | John Prince Park softball tri-plex is an old athletic facility in need of renovation. It is recommended due to changing public demand that the facility be redesigned with public input to accommodate other sports (such as soccer). This is our oldest regional park. Soccer is played heavily throughout the park on open grass with no dedicated fields in the park.
JPP Boat Ramp Replacement | T107 | IST | Parks | GC | 400000 | FY 2020: 400000 | 3 |  |  | Fresh Water Boat Ramps | 1 of the 3 fresh water mat boat ramps at this site is closed to the public due to safety concerns. The mat ramps are a constant maintenance concern. They are uneven, have missing and damaged concrete tiles, broken cables and the ends are undermining from prop blast. The inappropriate use such as oversized boats and commercial service of boats has accelerated the deterioration of these concrete mat boat ramp structures. Replacing these mat ramps with solid concrete DOT ramps built with headers and sheet piling will greatly reduce maintenance and increase public safety. (current ramp structure originally installed in 1988; one ramp renovated in 1999)
JPP Campground Playgrounds Replacement | T079 | IST | Parks | GC | 105500 | FY 2019: 105500 | 3 |  |  | Playground Replacement | Three (3) playgrounds in campground are in need of replacement. It is more affordable to reconfigure all three (3) playgrounds into one (1) when replacing. Current sand surfacing is not ADA accessible. Sand will be replaced with ADA accessible engineered mulch surface.
JPP Campground Var Building Replacement | T197 | IST | Parks | GC | 750000 | FY 2024: 750000 | 3 |  |  | Public Building Repair Replacement and Expansion | John Prince Park Campground Complex (Office/Concession/Restroom) Replacement office/concession/restroom space needed to provide adequate security and office space for campground operation.
JPP Center Drive Pavilion Replacement | T148 | IST | Parks | GC | 150000 | FY 2021: 150000 | 3 |  |  | Group Pavilion Replacement | John Prince Park, Center Drive group rental pavilion needs replacement - termite damage. Largest special event group shelter in park system. Heavily used for community special events and charity group fundraisers.
JPP Center Drive Playground Replacement | T067 | IST | Parks | GC | 30000 | 0 | 30000 | 0 | 0 | 0 | 0 | 0 | 0 | 0 | 0 | 0 | 3 |  |  | Playground Replacement | Play structure for (2-5 year olds) past its expected lifecycle and in need of replacement for continued safe play of children. This is located near a large special event area and a heavily used group picnic shelter.
JPP Daycamp Restroom Replacement | T186 | IST | Parks | GC | 270000 | FY 2023: 270000 | 3 |  |  | Restroom Replacement | Old public restroom approaching the end of its expected useful life (in daycamp area of John Prince Park) is in need of replacement (more than 25 years old).
JPP Golf Learning Center | P0021 | ADV | ESS | LV | 15000 | FY 2018: 15000 | 3 | 1678 | 1 |  | ADEMCO V128FBP The FACP system life expectancy date shown is listed and generates a replacement plan due to the installed version not being manufacturer or supported, parts no longer readily available, and electronic equipment estimated life cycles have been reached.
JPP Maintenance Compound Var Building Replacement | T194 | IST | Parks | GC | 2000000 | FY 2024: 2000000 | 3 |  |  | Public Building Repair Replacement and Expansion | John Prince Park Carpenter Shop/Warehouse/Office replacement (more than 30 years old) and in bad shape. Stairs not up to current codes.
JPP Maintenance/Park Admin | P0031 | ADV | ESS | LV | 40000 | FY 2018: 40000 | 3 | 1386 | 1 |  | FCI 7200 MICRO The FACP system life expectancy date shown is listed and generates a replacement plan due to the installed version not being manufacturer or supported, parts no longer readily available, and electronic equipment estimated life cycles have been reached.
JPP Mound Circle Playground Replacement | T082 | IST | Parks | GC | 77750 | FY 2019: 77750 | 3 |  |  | Playground Replacement | Play structure with swings past its expected lifecycle and in need of replacement for continued safe play of children. Old sand surfacing not ADA compliant and will be replaced with engineered mulch surface.
JPP Nursery Restroom Replacement | T185 | IST | Parks | GC | 270000 | FY 2023: 270000 | 3 |  |  | Restroom Replacement | Old employee restroom in outdoor nursery area of park maintenance yard is approaching the end of its expected useful life and is in need of replacement (more than 25 years old).
JPP Osborne Boundless Playground Structure Replacement | T026 | IST | Parks | GC | 75000 | 75000 | 0 | 0 | 0 | 0 | 0 | 0 | 0 | 0 | 0 | 0 | 3 |  |  | Playground Replacement | Boundless playground structure in need of replacement to continue safe play of children. Could be connected with first surfacing project on this list if fully funded.
JPP Osborne Boundless Playground Surface Replacement | T017 | IST | Parks | GC | 175000 | 175000 | 0 | 0 | 0 | 0 | 0 | 0 | 0 | 0 | 0 | 0 | 3 |  |  | Playground Replacement | Boundless playground needs resurfaced to maintain children's safety. Continuous patches of fall zone / play surface are not feasible long term. This playground is specifically designed for accessibility for youth with disabilities.
JPP Parks Admin | P0088 | ADV | ESS | LV | 50000 | FY 2021: 50000 | 3 | 1640 | 2 |  | NOTIFIER NFS640
JPP Parks Division Office Building Addition | T174 | IST | Parks | GC | 2500000 | FY 2023: 2500000 | 3 |  |  | Public Building Repair Replacement and Expansion | Permanent office space is needed to replace two (2) modular office trailers that have exceeded their useful life and are rotting. The addition would be to the current Parks Operations Administration building (trailers more than 20 years old - rotting).
JPP Pathway Repairs | T053 | IST | Parks | GC | 50000 | 0 | 50000 | 0 | 0 | 0 | 0 | 0 | 0 | 0 | 0 | 0 | 3 |  |  | Asphalt Paving and Striping | These are public recreational pathways in need of capital maintenance, scheduled resurfacing, and repairs to ensure safe public use free of hazards.
JPP Restroom Number 10 Replacement | T187 | IST | Parks | GC | 270000 | FY 2023: 270000 | 3 |  |  | Restroom Replacement | Restroom #10 - Old public restroom at this park in need of replacement (more than 30 years old).
JPP Special Olympics Gym | P0090 | ADV | ESS | LV | 50000 | FY 2022: 50000 | 3 | 1809 | 2 |  | FCI 7100
JPP Street and Parking Lot Light Replacement | T184 | IST | Parks | Elect | 300000 | FY 2023: 300000 | 3 |  |  | Parking Lot Lighting Replacement | Replacement of existing light fixtures with LED lights at street and parking lots. New LED fixtures will improve lighting for safety as well as energy efficiency.
JPP Thera/Admin/Art Center | P0091 | ADV | ESS | LV | 50000 | FY 2022: 50000 | 3 | 1809 | 2 |  | FCI 7100
JPP Triplex Building Replacement | T105 | IST | Parks | GC | 780000 | FY 2020: 780000 | 3 |  |  | Public Building Repair Replacement and Expansion | John Prince Tri-Plex Complex (restroom/equipment storage) (more than 30 years old)
JPP Var Restroom Replacement | T158 | IST | Parks | GC | 810000 | FY 2022: 810000 | 3 |  |  | Restroom Replacement | Qty 3 - public restrooms at this park approaching the end of expected life cycle and in need of replacement (more than 25 years old).
Judicial Center Courthouse & SA/PD-Pressure Clean | F0119 | ADV | Gov Ctr | Paint | 200000 | FY 2019: 100000; FY 2020: 100000 | CW/2 | 603/602 | 2,3 |  | Maintenance; 2/24/16 move from 17-18
Judicial Garage - Parking Control System (Federal ADP) | F0127 | ADV | Gov Ctr | GC | 350000 | FY 2020: 350000 | CW/2 | 1094 | 2 |  | Federal ADP Manufacturer (System currently in place) Going out of business
Judicial Garage - Repair/Replace Garage Lighting Replace HID with LED | F0126 | ADV | Gov Ctr | Elect | 150000 | FY 2019: 150000 | CW/2 | 1094 | 2,3 |  | Move FY13 to FY20; 3/7 moved from 20-18 and from 175K to 266K
Judicial Garage - Replace Roll Up Security Gates | F0350 | ADV | Gov Ctr | GC | 250000 | FY 2020: 250000 | CW/2 | 1094 | 2 |  | Original Garage Equipment
Judicial Garage- Inspection/evaluation | F0423 | ADV | Gov Ctr | GC | 75000 | FY 2021: 75000 | CW/2 | 1094 | 2 |  | 25 years service
Judicial Garage Surface Lot-Reseal & Stripe | F0239 | ADV | Gov Ctr | Paving | 100000 | FY 2019: 100000 | CW/2 | 1094 | 3 |  | Maintenance
Judicial Garage-Pressure Clean, Caulk, Paint and Restripe | F0347 | ADV | Gov Ctr | GC | 150000 | FY 2020: 150000 | CW/2 | 1094 | 2,3 |  | Maintenance Move FY16 to FY20
Judicial Parking Garage-Overhaul Generator | F0351 | ADV | Gov Ctr | Elect | 275000 | FY 2020: 275000 | CW/2 | 1094 | 3 |  | Original Equipment 1996; move from 17 to 20
Judicial Partners Records Warehouse | Q012 | IST | FDO | GC | 23000000 | FY 2022: 19435800; FY 2024: 3564200 | CW/2 |  |  | Judicial
Juno Park Ballfield 1 Light Replacement | T020 | IST | Parks | Elect | 150000 | 150000 | 0 | 0 | 0 | 0 | 0 | 0 | 0 | 0 | 0 | 0 | 1 |  |  | Sports Lighting Replacement | Old lighting past expected life cycle needs replacement to maintain safe play on sport fields - Ballfield #1 (lights installed in the 1980s)
Juno Park Concess Stand | P0093 | ADV | ESS | LV | 15000 | FY 2023: 15000 | 1 | 1611 | 3 |  | SIMPLEX 4010
Juno Park Playground Replacement | T028 | IST | Parks | GC | 52750 | 52750 | 0 | 0 | 0 | 0 | 0 | 0 | 0 | 0 | 0 | 0 | 1 |  |  | Playground Replacement | Play structure past its expected lifecycle and in need of replacement for continued safe play of children. Old sand surfacing not ADA compliant and will be replaced with engineered mulch surface.
Juno Park Restroom Replacement | T137 | IST | Parks | GC | 270000 | FY 2021: 270000 | 1 |  |  | Restroom Replacement | Old public restroom at this park in need of replacement (more than 38 years old).
Juno Park Septic System Replacement | T056 | IST | Parks | Plumbing | 50000 | 0 | 50000 | 0 | 0 | 0 | 0 | 0 | 0 | 0 | 0 | 0 | 1 |  |  | Sanitary Sewer and Septic System Replacement | Heavily used public septic system needs replacement. Failure would result in public restroom closure.
Juno Pier AV System Upgrade | P0004 | ADV | ESS | LV | 20000 | FY 2017: 20000 | 1 | 1068 | 1 |  | The FACP system life expectancy date shown is listed and generates a replacement plan due to the installed version not being manufacturer or supported, parts no longer readily available, and electronic equipment estimated life cycles have been reached.
Jupiter Auxiliary Health Department Roof Replacement | F0147 | ADV | North | Roof | 188600 | FY 2018: 188600 | 1 | 92 | 3 |  | Fair condition, possible roll over into CID's expansion project
Jupiter Beach Park Parking Lot Light Replacement | T141 | IST | Parks | Elect | 250000 | FY 2021: 250000 | 1 |  |  | Parking Lot Lighting Replacement | Replace/install turtle friendly lighting in dark areas of parking lot to allow for adequate public safety when returning to vehicles.
Jupiter Branch Library - Chiller replacement (New) | L0025 | L MSTU | North | HVAC | 437500 | FY 2022: 437500 | 1 | 435
Jupiter Branch Library - Exterior painting (NEW) | L0022 | L MSTU | North | Paint | 42400 | FY 2021: 42400 | 1 | 435
Jupiter Farms Park - Press box AC replacement | F0134 | ADV | North | HVAC | 31175 | FY 2018: 31175 | 1 | 1559 | 3 |  | Unit will be at the end of its life cycle. Rough duty at remote site (vandals)
Jupiter Farms Park Baseball 1,2 Light Replacement | T015 | IST | Parks | Elect | 200000 | 200000 | 0 | 0 | 0 | 0 | 0 | 0 | 0 | 0 | 0 | 0 | 1 |  |  | Sports Lighting Replacement | Old lighting past expected life cycle needs replacement to maintain safe play on sport fields - Baseball #1, 2 (lights installed in 1995)
Jupiter Farms Park Septic System Replacement | T057 | IST | Parks | Plumbing | 50000 | 0 | 50000 | 0 | 0 | 0 | 0 | 0 | 0 | 0 | 0 | 0 | 1 |  |  | Sanitary Sewer and Septic System Replacement | Public use septic system needs replacement. Failure would result in public restroom closure.
Jupiter Farms Parking Lot Light Replacement | T083 | IST | Parks | Elect | 60000 | FY 2019: 60000 | 1 |  |  | Parking Lot Lighting Replacement | Replace/install lighting in dark areas of parking lot to allow for adequate public safety when returning to vehicles.
Jupiter Farms Playground Replacement | T049 | IST | Parks | GC | 70000 | 0 | 70000 | 0 | 0 | 0 | 0 | 0 | 0 | 0 | 0 | 0 | 1 |  |  | Playground Replacement | Play structure with swings past its expected lifecycle and in need of replacement for continued safe play of children. Old sand surfacing not ADA compliant and will be replaced with ADA accessible surface. Drainage issues will be corrected.
Jupiter Island Pavilion Replacement | T043 | IST | Parks | GC | 150000 | 0 | 150000 | 0 | 0 | 0 | 0 | 0 | 0 | 0 | 0 | 0 | 1 |  |  | Group Pavilion Replacement | Jupiter Island Pavilion - group rental picnic pavilion built in 1999 is quickly falling into disrepair, prolonged exposure to weathering at oceanfront park. Needs replacement.
K-9 - Exterior Doors and Frames | F0417 | ADV | CJC | GC | 40000 | FY 2021: 40000 | 2 | 1979 | 3 |  | The doors see a lot of use and abuse
K-9 - Exterior Paint & Finishes | F0222 | ADV | CJC | Paint | 30000 | FY 2019: 30000 | 2 | 1979 | 3 |  | Weather proofing needed to avoid water intrusion
K-9 - Floor Finishes (non-janitorial) | F0334 | ADV | CJC | Floor | 60000 | FY 2020: 60000 | 2 | 1979 | 3 |  | Flooring showing signs of wear
K-9 - Heat pump & Condensing units | F0106 | ADV | CJC | HVAC | 75000 | FY 2019: 75000 | 2 | 1979 | 3 |  | System installed in 2007, multiple repairs have already been made
K-9 - Wall paint & finishes (includes kennels) | F0223 | ADV | CJC | Paint | 30000 | FY 2019: 30000 | 2 | 1979 | 3 |  | Interior finishes showing signs of wear
Kreusler Park Restroom Replacement | T013 | IST | Parks | GC | 200000 | 200000 | 0 | 0 | 0 | 0 | 0 | 0 | 0 | 0 | 0 | 0 | 7 |  |  | Restroom Replacement | This partial funding is necessary to complete the replacement project. Some capital funding has been allocated but it is not enough to complete. This aging oceanfront park restroom is heavily utilized and has no lifeguard room for staff to get safely out of the elements (built in 1979).
Lake BeLVedere Estates Playground Replacement | T084 | IST | Parks | GC | 52750 | FY 2019: 52750 | 2 |  |  | Playground Replacement | Play structure past its expected lifecycle and in need of replacement for continued safe play of children. Old sand surfacing not ADA compliant and will be replaced with engineered mulch surface.
Lake Biwa Pavilion Replacement | T108 | IST | Parks | GC | 300000 | FY 2020: 300000 | 5 |  |  | Group Pavilion Replacement | BIWA Rental Pavilion - group picnic pavilion built in 1992 in disrepair; rusty and holes have been patched many times. Termite damage. Needs replacement.
Lake Charleston Park Baseball 1,2,3,4 Light Replacement | T036 | IST | Parks | Elect | 400000 | 0 | 400000 | 0 | 0 | 0 | 0 | 0 | 0 | 0 | 0 | 0 | 3 |  |  | Sports Lighting Replacement | Old lighting past expected life cycle needs replacement to maintain safe play on sport fields - Baseball #1,2,3,4 (lights installed in 1993)
Lake Charleston Park Playground Replacement | T087 | IST | Parks | GC | 50000 | FY 2019: 50000 | 3 |  |  | Playground Replacement | Play structure past its expected lifecycle and in need of replacement for continued safe play of children. Old sand surfacing not ADA compliant and will be replaced with engineered mulch surface.
Lake Ida 4th Roadway Repairs | T168 | IST | Parks | Paving | 33000 | FY 2022: 33000 | 4 |  |  | Asphalt Paving and Striping | Funds are needed for asphalt overlay and striping . Multiple locations county-wide are showing extreme fading, deteriorated surfaces, eroded edges and root damage.
Lake Ida Dog Park Pathway Repairs | T070 | IST | Parks | GC | 25000 | 0 | 25000 | 0 | 0 | 0 | 0 | 0 | 0 | 0 | 0 | 0 | 4 |  |  | Asphalt Paving and Striping | These are public recreational pathways in need of capital maintenance, scheduled resurfacing, and repairs to ensure safe public use free of hazards.
Lake Ida Park 4th St Playground Replacement | T029 | IST | Parks | GC | 52750 | 52750 | 0 | 0 | 0 | 0 | 0 | 0 | 0 | 0 | 0 | 0 | 4 |  |  | Playground Replacement | Play structure w/ swings located near picnic pavilions - past its expected lifecycle and in need of replacement for continued safe play of children. Old sand surfacing not ADA compliant and will be replaced with engineered mulch surface.
Lake Ida Park Maintenance Building Replacement | T130 | IST | Parks | GC | 500000 | FY 2021: 500000 | 4 |  |  | Public Building Repair Replacement and Expansion | Lake Ida Park Maintenance building (more than 30 years old)
Lake Ida West Park Septic System Replacement | T045 | IST | Parks | Plumbing | 150000 | 0 | 150000 | 0 | 0 | 0 | 0 | 0 | 0 | 0 | 0 | 0 | 4 |  |  | Sanitary Sewer and Septic System Replacement | Public use septic systems (2) need replacement. Failure would result in public restroom closure.
Lake Lytal Athletic Courts Light Replacement | T104 | IST | Parks | Elect | 800000 | FY 2020: 800000 | 2 |  |  | Sports Lighting Replacement | Old lighting past expected life cycle needs replacement to maintain safe play on athletic courts - (8) Tennis, (4) Racquetball, (4) Basketball Courts (lights installed in 1985)
Lake Lytal Multipurpose Complex Building Replacement | T127 | IST | Parks | GC | 780000 | FY 2021: 780000 | 2 |  |  | Public Building Repair Replacement and Expansion | Lake Lytal Football/ Soccer Complex (restroom/concession/conf. area) buildings are very old and not meeting the modern needs of youth sports providers.
Lake Lytal Park Aquatic Facility - Repair platform & walkways around pool | P0105 | ADV | Central | GC | 80000 | FY 2018: 80000 |  | 248 | 3 |  | Repair platform & walkways around pool and starting block cracking.
Lake Lytal Park Activity Building Playground Replacement | T025 | IST | Parks | GC | 77750 | 77750 | 0 | 0 | 0 | 0 | 0 | 0 | 0 | 0 | 0 | 0 | 2 |  |  | Playground Replacement | Play structure past its expected lifecycle and in need of replacement for continued safe play of children. Old sand surfacing not ADA compliant and will be replaced with engineered mulch surface.
Lake Lytal Park Maintenance Building Replacement | T131 | IST | Parks | GC | 500000 | FY 2021: 500000 | 2 |  |  | Public Building Repair Replacement and Expansion | Lake Lytal Park Maintenance building is extremely undersized and was built in the 1970s. No employee restrooms at this site. Not up to standards.
Lake Lytal Park Racquetball Court Replacement | T139 | IST | Parks | GC | 270000 | FY 2021: 270000 | 2 |  |  | Sport Court Replacement and Resurfacing | Four (4) racquetball courts were built in 1985 are in need of replacement for public use. Issues with cracking walls and poor lighting.
Lake Lytal Park Septic System Replacement | T154 | IST | Parks | Plumbing | 50000 | FY 2021: 50000 | 2 |  |  | Sanitary Sewer and Septic System Replacement | Heavily used public septic system needs replacement. Failure would result in public restroom closure.
Lake Lytal Pool Facility Replacement | T001 | IST | Parks | GC | 6000000 | 4000000 | 2000000 | 0 | 0 | 0 | 0 | 0 | 0 | 0 | 0 | 0 | 2 |  |  | Aquatic Facility Repair and Replacement | Current facility has ongoing large maintenance issues due to age. Pool opened in 1975 and continuous capital repairs cost more in long term than new facility. Health Dept. concerns are being addressed but ongoing issues. If we no longer have money to repair and pool drops below acceptable Health Dept. standards, pool will be closed for public safety. Old gang style locker rooms receive many public complaints. Overall structural integrity of facility may be compromised and should be evaluated.
Lake Lytal Softball Complex Building Replacement | T128 | IST | Parks | GC | 780000 | FY 2021: 780000 | 2 |  |  | Public Building Repair Replacement and Expansion | Lake Lytal Softball Complex (restroom/concession/conf. area) building are very old and are not serving youth league needs. Concession building should be brought up to modern safe standards.
Lake Lytal Tball Multipurpose Field 5 Light Replacement | T152 | IST | Parks | Elect | 100000 | FY 2021: 100000 | 2 |  |  | Sports Lighting Replacement | Old lighting past expected life cycle needs replacement to maintain safe play on sport fields - T-ball/Multipurpose Field #5 (lights installed in 1985)
Lake Worth Tax Collector - A/C Rooftop Units Replacement. | F0323 | ADV | Central | HVAC | 90000 | FY 2020: 90000 | 2 | 513 | 3 |  | A/C Rooftop Units Replacement. ( 9 (Moved from 2021 to 2020) reached life expectancy
Lake Worth Tax Collector - Weatherproofing | F0001 | ADV | Central | Paint | 25000 | FY 2017: 25000 | 2 | 513 | 3 |  | Weatherproofing (New line item) due to cracks and failure).FY 2017-reach life expect.
Lake Worth Tax Collector- Roof Replacement- ( New Line Item) | FO500 | ADV | Central | Roof | 160000 | FY 2023: 160000 | 2 | 513 | 3 |  | Lake Worth Tax Collector- Roof Replacement ( New Line Item)( Reach life expectancy)
Lake Worth West Substation | B607 | IST | FDO |  | 1213460 | FY 2019: 1213460 | 2&3 |  |  | Sheriff - FDO
Lantana Health Interior Painting | F0374 | ADV | South | Paint | 300000 | FY 2020: 300000 | 7 | 436 | 5 |  | Scheduled Maintenance
Lantana Health Replace 100 Ton Chiller | F0372 | ADV | South | HVAC | 175000 | FY 2020: 175000 | 7 | 436 | 3 |  | 2009 Chiller at end of Service Lifespan
Limestone Creek ADA Playground Surface Replacement | T088 | IST | Parks | GC | 40000 | FY 2019: 40000 | 1 |  |  | Playground Replacement | ADA accessible surfacing for playground in need of replacement. Plan to replace with inter-locking tiles throughout.
Loggerhead Park - District Offices aka Apartments - Interior painting | F0355 | ADV | North | Paint | 33500 | FY 2020: 33500 | 1 | 365 | 3 |  | Coordinating with wood siding replacement, keep together (if the building still stands)
Loggerhead Park - District Offices AKA apartments - replace wood siding & ext painting | P0076 | ADV | North | GC | 56188 | FY 2020: 56188 | 1 | 365 | 3 |  | Giving up on the wood siding, going with cementious board (rot & or termites)
Loggerhead Park - Maintenance Shop Exterior painting | P0003 | ADV | North | Paint | 15400 | FY 2017: 15400 | 1 | 366 | 3 |  | Trying to keep it in a painting mode and avoid weatherproofing issues
Loggerhead Picnic Area Playground Replacement | T047 | IST | Parks | GC | 82750 | 0 | 82750 | 0 | 0 | 0 | 0 | 0 | 0 | 0 | 0 | 0 | 1 |  |  | Playground Replacement | Play structure past its expected lifecycle and in need of replacement for continued safe play of children. Old sand surfacing not ADA compliant and will be replaced with engineered mulch surface.
Loggers Run Concession | P0068 | ADV | ESS | LV | 15000 | FY 2020: 15000 | 5 | 1551 | 2 |  | EST QS1
Loggers Run Park Athletic Field Renovation | T102 | IST | Parks | LA | 3200000 | FY 2020: 3200000 | 5 |  |  | Athletic Field Renovations | Athletic field renovations will make these fields more accessible on a year-round basis to meet the public demand. Improve drainage.
Loxahatchee Groves Septic System Replacement | T032 | IST | Parks | Plumbing | 50000 | 50000 | 0 | 0 | 0 | 0 | 0 | 0 | 0 | 0 | 0 | 0 | 6 |  |  | Sanitary Sewer and Septic System Replacement | Aging public use septic system needs replacement. Failure would result in public restroom closure.
Main Detention Center Electronics | B594 | IST | FDO | Elect | 10300000 | FY 2017: 5600000; FY 2018: 4700000 | CW/2 |  |  | Sheriff - FDO
Main Library - Exterior weatherproofing | L0016 | L MSTU | Central | Paint | 60000 | FY 2019: 60000 | 2 | 57
Main Library - Generator Overhaul | L0004 | L MSTU | Central | Elect | 50000 | FY 2017: 50000 | 2 | 57
Main Library - repair asphalt, curbing, reseal, restripe | L0006 | L MSTU | Central | Paving | 60000 | FY 2017: 60000 | 2 | 57
Main Library - Replace Carrier (1) AHU & Condenser on South side of Bldg. | L0024 | L MSTU | Central | HVAC | 30000 | FY 2022: 30000 | 2 | 57
Main Library - Replace Carrier (1) AHU & Condenser on West side of Bldg. | L0023 | L MSTU | Central | HVAC | 30000 | FY 2022: 30000 | 2 | 57
Main Library - West side roof repair/replacement | L0015 | L MSTU | Central | Roof | 485000 | FY 2018: 485000 | 2 | 57
Main Library-Data Air AC Units-Condenser & Air Handler ( Computer Room) | L0009 | L MSTU | Central | HVAC | 80000 | FY 2017: 80000 | 2 | 57
Mayme Fredericks Service Center - Main Bldg. - Weatherproofing | F0437 | ADV | North | Paint | 67650 | FY 2021: 67650 | 6 | 1364 | 3 |  | This cover the entire building's weatherproofing.
Mayme Fredricks - Main Bldg. - Replace office HVAC systems | F0363 | ADV | North | HVAC | 281750 | FY 2020: 281750 | 6 | 1364 | 3 |  | This should be in FMD North's budget, mostly for Comm Services offices
Mayme Fredricks - Main Bldg. - Replace classroom HVAC systems | F0260 | ADV | North | HVAC | 155200 | FY 2019: 155200 | 6 | 1364 | 3 |  | Units will be at the end of their life cycles, leave it right here
Mayme Fredricks Service Center - Main Bldg. - Replace outside Air HVAC | F0045 | ADV | North | HVAC | 248800 | FY 2017: 248800 | 6 | 1364 | 2 |  | Units (2) supply required outside air to classrooms, one for Head Start classrooms and one for Comm Svcs offices, coils going bad.
Mayme Fredricks Service Center - Parking lot Seat & Restripe | F0440 | ADV | North | Paving | 92137 | FY 2021: 92137 | 6 | 1366 | 3 |  | Upgrade to thermoplastic. Remedial paint in FY12
Mayme Fredricks Service Center - Roof Replacement | F0152 | ADV | North | Roof | 352275 | FY 2018: 352275 | 6 | 1364 | 2 |  | Total roof replacement, who decides how much for each side
Mayme Fredricks Service Center Main Building - Sheet Vinyl | F0263 | ADV | North | Floor | 250125 | FY 2019: 250125 | 6 | 1364 | 3 |  | Not a safety issue, unsightly. Total building flooring replacement. Who pays how much
Mayme Fredricks Service Center/Main Building-Interior Painting | F0434 | ADV | North | Paint | 60770 | FY 2021: 60770 | 6 | 1364 | 3 |  | Total building interior painting, both HS classrooms and Comm Svcs offices. Who pays how much
Mid County Senior Center - Interior painting | F0081 | ADV | Central | Paint | 50000 | FY 2019: 50000 | 3 | 1847 | 3 |  | reached life expect.
Mid County Senior Center - Replace Chiller | F0095 | ADV | Central | HVAC | 125000 | FY 2018: 125000 | 3 | 1847 | 3 |  | Replace Chiller (Reach life expectancy)
Mid County Senior Center -Reseal, Repair, Restripe Parking Areas | F0204 | ADV | Central | Paving | 40000 | FY 2019: 40000 | 3 | 1847 | 3 |  | Parking lot Renovations(Equipment failure/ increase cost replacement)-Move from 2016 to 2019
Mid County Senior Center - Weatherproofing | F0077 | ADV | Central | Paint | 40000 | FY 2019: 40000 | 3 | 1847 | 3 |  | Weatherproofing (New line item) due to cracks and failure).reach life expect. Move from 2016 to 2018
Midwestern Community Center Card Access System Replacement | ES0010 | ADV | Sec/Access | LV | 55000 | FY 2020: 55000 | 6 | 1411 | 3 |  | Change from Pinnancle to Prowatch Card Access System; Include running Intrusion and panic through Card Access (to match Criminal Justice Card Access System)
Midwestern Complex - Grounds - Concrete walkways replacement | F0035 | ADV | North | Paving | 31900 | FY 2017: 31900 | 6 | 1372 | 2 |  | Royal palms are heaving up the concrete walks. Looking to remove the palms, replant and re-cast walks
Midwestern Complex - Grounds - Parking lot roots/repair | F0250 | ADV | North | Paving | 32500 | FY 2019: 32500 | 6 | 1372 | 2 |  | Did site visit, condition will allow this to be moved out two years
Midwestern Complex - Grounds - Parking lot seal/stripe | F0141 | ADV | North | Paving | 67200 | FY 2018: 67200 | 6 | 1372 | 2 |  | Parking & traffic control lines are wearing away
Midwestern Facility Clerk and Comptroller System Replacement (NVR) | ES0013 | ADV | Sec/Access | LV | 38273.15 | FY 2024: 38273.15 | 6 | 1411 | 2 |  | Poor Quality less than 30 days recording
Midwestern Facility FACP Replacement | EF0005 | ADV | Fire | LV | 75000 | FY 2017: 75000 | 6 | 1411 | 1 |  | The FACP system will have reached the end of life expectancy for FY shown. This R/R listed is a replacement due to the installed version not being manufacturer or supported, parts no longer readily available, and electronic equipment estimated life cycles have been reached.
Midwestern Service Center - Condenser units change out Clerk's | F0036 | ADV | North | HVAC | 57800 | FY 2017: 57800 | 6 | 1411 | 3 |  | Equipment near end of life cycle. Unit too large for space, needs re-engineering
Midwestern Service Center - HVAC change out Lobby & PBSO Detective | F0360 | ADV | North | HVAC | 84800 | FY 2020: 84800 | 6 | 1411 | 3 |  | Equipment near end of life cycle. Phase 3 of 3
Midwestern Service Center - HVAC change out PBSO | F0258 | ADV | North | HVAC | 112000 | FY 2019: 112000 | 6 | 1411 | 3 |  | Equipment near end of life cycle. Phase 2 of 3
Midwestern Service Center - HVAC change out Property Appraisers | F0144 | ADV | North | HVAC | 124700 | FY 2023: 124700 | 6 | 1411 | 3 |  | Equipment near end of life cycle. Phase 1 of 3
Midwestern Service Center - Sheet vinyl replacement (not a safety issue) | F0495 | ADV | North | Floor | 271250 | FY 2022: 271250 | 6 | 1411 | 3 |  | Main hallways and some suites need replacement, bubbles underneath becoming an issue.
Midwestern Service Center-Exterior Painting | F0136 | ADV | North | Paint | 36000 | FY 2018: 36000 | 6 | 1411 | 3 |  | Moved from FY 16 to FY 18
MJC Courtrooms Cable Management 6G/6H/4A/4B/4C/4D/2A/ 2B/2C/2D/2E/3A/3B/6J/6K/6M/6L/ 3.117 & Grand Jury Room | EE0002 | ADV | Electronic | Elect | 72000 | FY 2017: 72000 |  |  | 3 |  | Replace cables and connectors to match requirements of new equipment and technology.
Morikami Biwa Pavilion Playground Replacement | T052 | IST | Parks | GC | 52750 | 0 | 52750 | 0 | 0 | 0 | 0 | 0 | 0 | 0 | 0 | 0 | 5 |  |  | Playground Replacement | Play structure with swings past its expected lifecycle and in need of replacement for continued safe play of children. Old sand surfacing not ADA compliant and will be replaced with engineered mulch surface.
Morikami CCTV upgrade | P0052 | ADV | ESS | Elect | 30000 | FY 2019: 30000 | 7 | 1343 | 2 |  | CCTV; Needs RFPA for full estimate
Morikami Museum Remove Abandoned Diesel Tank | P0030 | ADV | South |  | 40000 | FY 2018: 40000 | 7 | 476 | 1 |  | EPA Required Removal period expiring
Morikami Museum Replace AHUs 2,3,4,5,6 & Control System | P0046 | ADV | South | HVAC | 300000 | FY 2018: 300000 | 77 | 476 | 3 |  | Unit at end of service life
Morikami Museum Replace Carpets | P0041 | ADV | South | Floor | 60000 | FY 2018: 60000 | 7 | 476 | 3 |  | Carpets are worn and dirty
Morikami Museum Replace Obsolete UPS | P0011 | ADV | South | Elect | 85000 | FY 2017: 85000 | 7 | 476 | 2 |  | Unit is obsolete, no parts available
Morikami Museum Weatherproofing | P0043 | ADV | South | Paint | 80000 | FY 2018: 80000 | 7 | 476 | 3 |  | Restoration of exterior envelope integrity
Morikami New Museum | P0018 | ADV | ESS | LV | 120000 | FY 2018: 15000; FY 2019: 5000; FY 2020: 100000 | 7 | 476 | 2 |  | SIMPLEX 4100ES CONTROLLER- REPLACE DUCTS -SMOKES
Morikami Park Light Replacement | T164 | IST | Parks | Elect | 144000 | FY 2022: 144000 | 5 |  |  | Parking Lot Lighting Replacement | Replacement of old laminated wood poles/lights to maintain safety and also improve energy efficiency. Old poles are past expected life cycle and rotting at the base. Poles have fallen over during windy conditions.
Morikami Park Septic System Replacement | T149 | IST | Parks | Plumbing | 150000 | FY 2021: 150000 | 5 |  |  | Sanitary Sewer and Septic System Replacement | Public use septic systems (3) need replacement. Failure would result in public restroom closure.
Morikami Pinnacle upgrade to ProWatch | P0048 | ADV | ESS | LV | 8500 | FY 2019: 8500 | 5 | 1343 | 2 |  | One of oldest Pinnacle sites; work can be done by ESS, no cabling required.
Mosquito Control Admin - Roof Replacement | F0368 | ADV | South | Roof | 50000 | FY 2020: 50000 | 3 | 139 | 3 |  | 1972 Roof at end of service life
Mosquito Control Chemical Storage Facility Replacement | F0162 | ADV | South | GC | 990000 | FY 2018: 990000 | 3 | 146 | 4 |  | Metal Structure Corroded by Chemicals
Mosquito Control Field Office-Roof Replacement | F0367 | ADV | South | Roof | 25000 | FY 2020: 25000 | 3 | 142 | 3 |  | Roof at end of service life span
Mosquito Control Grounds - Resurface Asphalt | F0371 | ADV | South | Paving | 120000 | FY 2020: 120000 | 3 | 1079 | 3 |  | Parking areas deteriorated & surfaces failing
Mosquito Control Lab/Fuel Island 12KW Generator Replacement | F0267 | ADV | South | Elect | 25000 | FY 2019: 25000 | 3 | 1090 | 2 |  | Supports fuel station for PBSO & other Departments
Mounts Complex - Main Bldg - Replace electrical panel board | F0248 | ADV | North | Elect | 26450 | FY 2019: 26450 | 7 | 48 | 2 |  | Last remaining electrical panel board to be replaced, from the 50's 2/24/16 move from 17 to 19
Mounts Complex - Main Building - Interior painting | F0429 | ADV | North | Paint | 39050 | FY 2021: 39050 | 7 | 48 | 3 |  | Well past time, over 15 plus years old.
Mounts Main Building - Carpet replacement NEW | F0354 | ADV | North | Floor | 31200 | FY 2020: 31200 | 7 | 48 | 3 |  | 20 plus years old, looking poor 2/24/16 move from 17 to 20
NCGC Card Access and ReKey Replacements | ES0005 | ADV | Sec/Access | LV | 701112 | FY 2018: 701112 | 1 | 32 | 2 |  | Project SOW is a combined project to replace card access system from Pinnacle to Prowatch; change all existing punch code locks and WiFi card access locks to hard wired card access; Rekey entire building including hardware changes (CID gave hard estimate for this original SOW). Card Access system will be same as Criminal Justice Locations.
North County EMS Radio @ 45th St - Generator replacement | F0259 | ADV | North | Elect | 130000 | FY 2019: 130000 | 1 | 83 | 2 |  | Unit nearing end of life cycle, should not be moved again.
North County Government Center - Chiller replacement | F0365 | ADV | North | HVAC | 375500 | FY 2020: 375500 | 1 | 32 | 3 |  | Chiller is past life cycle, not reliable. Original from before expansion, 20+ yrs old, MOVED FROM 17 TO 20
North County Pool Facility Repairs and Renovation | T176 | IST | Parks | GC | 1800000 | FY 2023: 1800000 | 1 |  |  | Aquatic Facility Repair and Replacement | Public aquatic facility overdue for large scale capital repair and renovation - renovations would include restroom/locker-room renovation, resurfacing and coping repairs, baby pool replacement with water feature and shade structures. We receive many public complaints about the structural design of and capital condition of the restrooms.
North County Public Safety - Grounds - Generator Replacement | F0151 | ADV | North | Elect | 283250 | FY 2019: 283250 | 1 | 1088 | 3 |  | 40 -50 year old units saLVaged from other sites 2/24/16 move from 17 to 18
North County Seniors - Replace six systems | F0149 | ADV | North |  | 246750 | FY 2020: 246750 | 1 | 106 | 3 |  | Units are well past life cycle, sensitive location
North County Seniors-Exterior Painting | F0430 | ADV | North | Paint | 50400 | FY 2021: 50400 | 1 | 106 | 3 |  | Done in FY14, just the next time in the life cycle
North County Seniors-Interior Painting | F0252 | ADV | North | Paint | 50064 | FY 2019: 50064 | 1 | 106 | 3 |  | Well past time, some areas are over 15 plus years old.
North County Substation | Q013 | IST | FDO | GC | 2800000 | FY 2022: 280000; FY 2023: 2520000 | 1 |  |  | Sheriff - FDO
North Dist Ocean Rescue HQ | P0095 | ADV | ESS | LV | 50000 | FY 2023: 50000 | 1 | 1571 | 3 |  | NOTIFIER FW 100
North Ocean Rescue @ Juno Beach - Interior & Exterior Painting | F0133 | ADV | North | Paint | 27550 | FY 2018: 27550 | 1 | 1825 | 3 |  | moved from FY 16 to FY 18
North Region Landscaping improvements(excluding Palm Tran and Library) | F0043 | ADV | North | LA | 139000 | FY 2017: 139000 | 1 | various | 3 |  | landscaping improvements for dead grass, trees, shrubs replacement etc. / Reduce to $70,000
Northeast Aux Health Department - Weatherproofing | F0433 | ADV | North | Paint | 60720 | FY 2021: 60720 | 7 | 76 | 3 |  | New in FY14, placing in for re-do in it's life cycle
Northeast Aux Health Dept. - Parking lot Overlay/striping | F0264 | ADV | North | Paving | 262167 | FY 2019: 262167 | 7 | 76 | 2 |  | Public area is ok, but the back staff areas are poor. Leave it here and evaluate each year.
Northeast Health Dept-Interior Painting | F0441 | ADV | North | Paint | 99736 | FY 2021: 99736 | 7 | 76 | 3 |  | Health Dept did fund in FY12. Planned for here on life cycle and usage
Ocean Cay Park Playground Replacement | T054 | IST | Parks | GC | 50000 | 0 | 50000 | 0 | 0 | 0 | 0 | 0 | 0 | 0 | 0 | 0 | 1 |  |  | Playground Replacement | Play structure past its expected lifecycle and subject to daily salt exposure in need of replacement for continued safe play of children.
Ocean Inlet Park and Marina Renovation and Expansion | T173 | IST | Parks | GC | 5000000 | FY 2023: 5000000 | 4 |  |  | Public Building Repair Replacement and Expansion | Structural issues are causing marina piles to crack; seawall is structurally compromised; existing building is being undermined. The septic system/drain field is currently failing. In addition, patron utilization of this park exceeds and is not compliant with the older park design. Redesign will allow for better parking situation to help with enforcement issues and improve pedestrian safety. Replacement building will house Ocean Rescue, PBSO, public restrooms and caretaker's residence for 24 hr. fishing park/marina.
Ocean Inlet Park Street and Parking Lot Light Replacement | T081 | IST | Parks | Elect | 84000 | FY 2019: 84000 | 4 |  |  | Parking Lot Lighting Replacement | Old street and parking lot light fixtures have past expected life cycle. These light fixtures have corroded away. One light pole did recently fall to the ground with patrons in the park. The lens are heavily stained thus reducing light levels.
Ocean Inlet Park Marina Building Weatherproofing | P0106 | ADV | North | Paint | 25000 | FY 2018: 25000; FY 2019: 0 |  | 458 |  |  | Oceanside heavy exposure to salt air
Ocean Inlet Pathway Repairs | T094 | IST | Parks | GC | 7000 | FY 2019: 7000 | 4 |  |  | Asphalt Paving and Striping | These are public recreational pathways in need of capital maintenance, scheduled resurfacing, and repairs to ensure safe public use free of hazards.
Ocean Inlet Roadway Reapirs | T171 | IST | Parks | Paving | 10000 | FY 2022: 10000 | 4 |  |  | Asphalt Paving and Striping | Funds are needed for asphalt overlay and striping . Multiple locations county-wide are showing extreme fading, deteriorated surfaces, eroded edges and root damage.
Ocean Reef Park Parking Lot Light Replacement | T142 | IST | Parks | Elect | 250000 | FY 2021: 250000 | 1 |  |  | Parking Lot Lighting Replacement | Replace/install lighting in dark areas of parking lot to allow for adequate public safety when returning to vehicles. This is an ocean front park and existing fixtures have laminated wooden poles that have been exposed to salt conditions causing deterioration.
Ocean Rescue Wooden Guard Tower Repair and Renovation | T073 | IST | Parks | GC | 100000 | 0 | 20000 | 20000 | 20000 | 20000 | 20000 | 0 | 0 | 0 | 0 | 0 | CW |  |  | Public Building Repair Replacement and Expansion | Several existing wooden Ocean Rescue lifeguard towers are in need of repair/renovation in order to continue provision of this lifesaving service from an acceptable elevation. These towers are exposed to extreme weather conditions on the beach.
Okeechobee BLVd Branch Library - Interior painting | L0005 | L MSTU | North | Paint | 52500 | FY 2017: 52500 | 2 | 750
Okeeheelee Caretaker Septic System Replacement | T058 | IST | Parks | Plumbing | 50000 | 0 | 50000 | 0 | 0 | 0 | 0 | 0 | 0 | 0 | 0 | 0 | 2 |  |  | Sanitary Sewer and Septic System Replacement | Septic system to caretaker's residence within Okeeheelee Park - aging system in need of replacement.
Okeeheelee Golf - Eagle Comfort Station - Int/Ext Paint | P0023 | ADV | North | Paint | 18850 | FY 2018: 18850 | 2 | 634 | 3 |  | Trying to keep it in a painting mode and avoid weatherproofing issues
Okeeheelee Golf - Heron Comfort Station - Int/Ext Paint | P0024 | ADV | North | Paint | 18850 | FY 2018: 18850 | 2 | 635 | 3 |  | Trying to keep it in a painting mode and avoid weatherproofing issues
Okeeheelee Golf -Cart Barn - Fascia replace & exterior paint (NEW) | P0029 | ADV | North | Paint | 39150 | FY 2018: 39150 | 2 | 638 | 3 |  | Wood fascia rotting, replace & repaint entire structure
Okeeheelee Golf Course - Maintenance Bldg - Exterior painting | P0017 | ADV | North | Paint | 25375 | FY 2018: 25375 | 2 | 636 | 3 |  | Revised pricing, finish is deteriorating
Okeeheelee MPF 10,11,12,13 Light Replacement | T007 | IST | Parks | Elect | 600000 | 600000 | 0 | 0 | 0 | 0 | 0 | 0 | 0 | 0 | 0 | 0 | 2 |  |  | Sports Lighting Replacement | Old lighting past expected life cycle needs replacement to maintain safe play on sport fields - Multipurpose fields #10,11,12,13 (lights installed in 1982)
Okeeheelee Nature Center - HVAC replacement (NEW) | P0065 | ADV | North | HVAC | 276225 | FY 2019: 276225 | 2 | 423 | 3 |  | Equipment at the end of it's life cycle
Okeeheelee Nature Center Pathway Repairs | T063 | IST | Parks | GC | 35000 | 0 | 35000 | 0 | 0 | 0 | 0 | 0 | 0 | 0 | 0 | 0 | 2 |  |  | Asphalt Paving and Striping | These are public recreational pathways in need of capital maintenance, scheduled resurfacing, and repairs to ensure safe public use free of hazards.
Okeeheelee North Parking Lot Repairs | T165 | IST | Parks | Paving | 65000 | FY 2022: 65000 | 2 |  |  | Asphalt Paving and Striping | Funds are needed for asphalt overlay and striping . Multiple locations county-wide are showing extreme fading, deteriorated surfaces, eroded edges and root damage.
Okeeheelee North Pathway Repairs | T060 | IST | Parks | GC | 44000 | 0 | 44000 | 0 | 0 | 0 | 0 | 0 | 0 | 0 | 0 | 0 | 2 |  |  | Asphalt Paving and Striping | These are public recreational pathways in need of capital maintenance, scheduled resurfacing, and repairs to ensure safe public use free of hazards.
Okeeheelee North Roadway Repairs | T091 | IST | Parks | Paving | 15000 | FY 2019: 15000 | 2 |  |  | Asphalt Paving and Striping | Funds are needed for asphalt overlay and striping . Multiple locations county-wide are showing extreme fading, deteriorated surfaces, eroded edges and root damage.
Okeeheelee Park - Caretaker's - Exterior painting (NEW) FY22 | P0083 | ADV | North | Paint | 25625 | FY 2021: 25625 | 2 | 358 | 3 |  | End of life cycle for paint.
Okeeheelee Park - Maintenance Building - Replace one system | P0066 | ADV | North | LV | 33250 | FY 2020: 33250 | 2 | 1550 | 3 |  | Unit will be at the end of its life cycle.
Okeeheelee Park - Nature Center - Interior Painting | P0086 | ADV | North | Paint | 48620 | FY 2021: 48620 | 2 | 423 | 3 |  | End of paint life cycle, high traffic area.
Okeeheelee Park - Nature Center - Weatherproofing | P0067 | ADV | North | Paint | 40250 | FY 2021: 40250 | 2 | 423 | 3 |  | Staining due in FY15, life cycle is shorter than, can float if needed
Okeeheelee Park - New Maint. Shop - Interior & Exterior Painting | P0054 | ADV | North | Paint | 31500 | FY 2019: 31500 | 2 | 1550 | 3 |  | Paint holding up, leave it here, Parks has deferred it before
Okeeheelee Park Alligator Playground Replacement | T040 | IST | Parks | GC | 205500 | 0 | 205500 | 0 | 0 | 0 | 0 | 0 | 0 | 0 | 0 | 0 | 2 |  |  | Playground Replacement | Play structure past its expected lifecycle and in need of replacement for continued safe play of children. Old sand surfacing not ADA compliant and will be replaced with engineered mulch surface. Near heavily used group picnic shelter.
Okeeheelee Park Ski Lake Boat Ramp Replacement | T160 | IST | Parks | GC | 400000 | FY 2022: 400000 | 2 |  |  | Fresh Water Boat Ramps | The mat ramps are a constant maintenance concern. They are uneven, have missing and damaged concrete tiles, broken cables and the ends are undermining from prop blast. The inappropriate use such as oversized boats and commercial service of boats has accelerated the deterioration of these concrete mat boat ramp structures. Replacing these mat ramps with solid concrete DOT ramps built with headers and sheet piling will greatly reduce maintenance and increase public safety. (originally installed in 1985)
Okeeheelee Park Soccer Complex Building Replacement | T129 | IST | Parks | GC | 780000 | FY 2021: 780000 | 2 |  |  | Public Building Repair Replacement and Expansion | Okeeheelee Soccer Complex (restroom/concession/conf. area) (more than 30 years old). Heavily used.
Okeeheelee Park Softball Fields 1,2,3,4 Light Replacement | T006 | IST | Parks | Elect | 600000 | 600000 | 0 | 0 | 0 | 0 | 0 | 0 | 0 | 0 | 0 | 0 | 2 |  |  | Sports Lighting Replacement | Old lighting past expected life cycle needs replacement to maintain safe play on sport fields - Softball #1, 2, 3 & 4 (lights installed in 1982)
Okeeheelee Park South Expansion | T125 | IST | Parks | GC | 3500000 | FY 2021: 1000000; FY 2022: 1000000; FY 2023: 1000000; FY 2024: 500000 | 2 |  |  | Existing Park Redevelopment or Expansion | Passive park land - Central County Okeeheelee Regional Park - South. This project has been started but funding is required to complete this large regional passive park for public use (green space, hiking, biking, canoeing/kayaking, equestrian trails, group picnicking, nature playgrounds, parking, etc.)
Okeeheelee Park Street and Parking Lot Light Replacement | T161 | IST | Parks | Elect | 350000 | FY 2022: 350000 | 2 |  |  | Parking Lot Lighting Replacement | Replacement of existing poles/lights and add poles/lights around ballfield loop for safety.
Okeeheelee Tennis Courts and Ski Course Light Replacement | T010 | IST | Parks | Elect | 400000 | 400000 | 0 | 0 | 0 | 0 | 0 | 0 | 0 | 0 | 0 | 0 | 2 |  |  | Sports Lighting Replacement | Current safety issue - tennis courts are currently closed for nighttime play due to rusted light fixture falling to the ground in 30 mph winds. Old lighting past expected life cycle needs replacement to maintain safe play on athletic courts - (8) Tennis Courts (lights installed in 1996) & Ski Course (lights installed in 1982)
OSC - Operations & Support Center Building 2 Section A Fleet Operations FACP Replacement | EF0036 | ADV | Fire | LV | 130000 | FY 2021: 130000 | 2 | 1447 | 2 |  | The FACP system will have reached the end of life expectancy for FY shown. This R/R listed is a replacement due to the installed version not being manufacturer or supported, parts no longer readily available, and electronic equipment estimated life cycles have been reached.
OSC - Operations & Support Center Building 4 Road/Bridge & Traffic Operations FACP Replacement | EF0032 | ADV | Fire | LV | 60000 | FY 2021: 60000 | 2 | 1793 | 2 |  | The FACP system will have reached the end of life expectancy for FY shown. This R/R listed is a replacement due to the installed version not being manufacturer or supported, parts no longer readily available, and electronic equipment estimated life cycles have been reached.
OSC - Operations & Support Center, Building 1, Facilities Development & Operations, FACP Replacement | EF0031 | ADV | Fire | LV | 60000 | FY 2021: 60000 | 2 | 1684 | 2 |  | The FACP system will have reached the end of life expectancy for FY shown. This R/R listed is a replacement due to the installed version not being manufacturer or supported, parts no longer readily available, and electronic equipment estimated life cycles have been reached.
OSC Fire Rescue Storage- repair/replace lighting | F0201 | ADV | Central | Elect | 25000 | FY 2019: 25000 | 2 | 2147 | 3 |  | (Moved from 2017 to 2019 ) Replace Lighting (Equipment failure/ increase cost replacement).-reach life expect.
OSC: Perimeter Gates Card Access | ES0006 | ADV | Sec/Access | LV | 100000 | FY 2019: 100000 | 2 | 2079 | 3 |  | New Scope to add Card Access to perimeter gates at Road/Bridge, Fleet and Snell grove Card Access System Installation
Pahokee AC&C - Lighting | F0164 | ADV | West | Elect | 25000 | FY 2018: 25000 | 6 | 68 | 4 |  | Saves energy & maintenance cost. ; FMD to do project
Pahokee AC&C - Repave & stripe parking lot | F0380 | ADV | West | Paving | 84000 | FY 2020: 84000 | 6 | 68 | 4 |  | Phase III parking area is deteriorated and surface is failing.
Pahokee AC&C - Replace HVAC system | F0165 | ADV | West | HVAC | 0 | FY 2018: 0 | 6 | 68 | 3 |  | Unit at end of useful service life.
Pahokee AC&C - Replace Roof | F0293 | ADV | West | Roof | 105000 | FY 2019: 105000 | 6 | 68 | 4 |  | Failure to replace will exponentially increase the cost of replacement if damage to building.
Pahokee AC&C - Resurface parking area | F0291 | ADV | West | Paving | 54000 | FY 2019: 54000 | 6 | 68 | 4 |  | Phase II parking area is deteriorated and surface is failing.
Pahokee AC&C - Resurface road area | F0294 | ADV | West | Paving | 112000 | FY 2019: 112000 | 6 | 68 | 4 |  | Phase I parking area is deteriorated and surface is failing.
Pahokee AC&C - Upgrade electrical panels | F0177 | ADV | West | Elect | 0 | FY 2018: 0 | 6 | 68 | 3 |  | Saves energy & maintenance cost.
Pahokee Wastewater office Bldg./Replace roof system | W0002 | WUD | West | Roof | 25000 | FY 2017: 25000 | 6 | 2114 | 4 | Repair or re-roof
Paint and waterproof Exterior of Admin Bldg. | PT0010 | PT | West | Paint | 25500 | FY 2018: 25500 | 6 | 2157 | 3
Palm Tran - Grounds - Parking lot restripe NEW | PT0007 | PT | North | Paving | 79950 | FY 2017: 79950 | 7 | 1241 | 3
Palm Tran Admin Bldg. - Interior Painting | PT0015 | PT | North | Paint | 120000 | FY 2019: 120000 | 7 | 1227 | 3
Palm Tran Administration Delray Replace 15 Ton Central HVAC & Controls | PT0004 | PT | South | HVAC | 75000 | FY 2017: 75000 | 7 | 680 | 3
Palm Tran Administration Delray Roof Replacement | PT0011 | PT | South | Roof | 100000 | FY 2018: 100000 | 7 | 680 | 3
Palm Tran Administration Delray Weatherproofing | PT0013 | PT | South | Paint | 30000 | FY 2019: 30000 | 7 | 680 | 3
Palm Tran Grounds Delray Parking Lot Renovations | PT0009 | PT | South | Paving | 650000 | FY 2017: 650000 | 7 | 2194 | 4
Palm Tran Intermodal Weatherproofing (7) Shelters& Rest Room ,Pressure Cleaning, | PT0006 | PT | Central | Paint | 75000 | FY 2017: 75000 | 7 | 2025 | 4
Palm Tran Intermodal (gate replacement) | PT0008 | PT | Central | GC | 100000 | FY 2017: 100000 | 7 | 2025 | 4
Palm Tran Intermodal Grounds ( Fence Repairs/ Replacement) | PT0002 | PT | Central | GC | 50000 | FY 2017: 50000 | 7 | 2025 | 4
Palm Tran Intermodal Grounds ( Repair asphalt, curbing, reseal, restripe ) | PT0005 | PT | Central | Paving | 75000 | FY 2017: 75000 | 7 | 2025 | 3
Palm Tran Intermodal-Tree trimming , trees & plants replacement | PT0001 | PT | Central | LA | 10000 | FY 2017: 10000 | 7 | 2025 | 4
Palm Tran Maintenance Delray Replace HVAC Systems #3, #4 | PT0003 | PT | South | HVAC | 60000 | FY 2017: 60000 | 7 | 679 | 3
Palm Tran Maintenance Delray Roof Replacement | PT0012 | PT | South | Roof | 225000 | FY 2018: 225000 | 7 | 679 | 3
Palm Tran Maintenance Delray Weatherproofing | PT0014 | PT | South | Paint | 85000 | FY 2019: 85000 | 7 | 679 | 3
Park Place Storage Facility Clerk and Comptroller CCTV System Replacement (NVR) | ES0014 | ADV | Sec/Access | LV | 38273.15 | FY 2024: 38273.15 | 7 | 47 | 3 |  | R/R Change
Park Ridge Golf Maintenance & ERM Facility Wall & Roof Renovate | F0154 | ADV | South | GC | 50000 | FY 2021: 50000 | 3 | 1667 | 3 |  | Roof panels & beams heavily corroded
Park Ridge Lantana Golf | P0051 | ADV | ESS | LV | 30000 | FY 2019: 30000 | 3 | 1879/1878/1871/2138 | 2 |  | FCI 7100
Parks Calypso Bay | P0094 | ADV | ESS | LV | 50000 | FY 2023: 50000 | 6 | 1378 | 3 |  | ADEMCO V128FBP
Parks Field Office - Replace roofing | P0033 | ADV | West | Roof | 50000 | FY 2018: 50000 | 6 | 81 | 4 |  | Roof repaired, revaluate in 2016 for replacement
Parks Glades district field Office / Add asphalt to equipment staging area. | P0036 | ADV | West | Paving | 55000 | FY 2019: 55000 | 6 | 81 | 4 |  | Replace gravel
Parks Glades district field Office / Fencing | P0026 | ADV | West | GC | 30000 | FY 2019: 30000 | 6 | 81 | 4 |  | Gaps under fence in areas and poles leaning.
Parks Glades District Field Office/Add asphalt to equipment staging area | P0037 | ADV | West | Paving | 55000 | FY 2019: 55000 | 6 | 81 | 4 |  | Upgrade
Parks North Field Office - Interior & Exterior Painting | P0056 | ADV | North | Paint | 37200 | FY 2019: 37200 | 7 | 77 | 3 |  | Parks just did the exterior in FY13, can slide if needed.
Paul Rardin Park Playground Replacement | T030 | IST | Parks | GC | 52750 | 52750 | 0 | 0 | 0 | 0 | 0 | 0 | 0 | 0 | 0 | 0 | 6 |  |  | Playground Replacement | Play structure past its expected lifecycle and in need of replacement for continued safe play of children. Old sand surfacing not ADA compliant and will be replaced with engineered mulch surface.
PBIA -Fleet Fuel Island - Fuel Island Canopy Weatherproofing ( New Line Item) | F0003 | ADV | Central | Paint | 50000 | FY 2017: 50000 | 2 | 867 | 3 |  | PBIA -Fleet-Fuel Island Canopy Weatherproofing ( New Line Item)-PREM request, reach life expect.
PBSO Auto Theft Unit Intrusion Alarm Replacement | EF0001 | ADV | Fire | Elect | 10000 | FY 2017: 10000 | 2 | 1159 |  |  | The Intrusion system will have reached end of life expectancy; installed version is no longer supported by the manufacturer and/or supported, parts no longer readily available.
PBSO Aviation Hanger FACP Replacement | EF0042 | ADV | Fire | LV | 60000 | FY 2023: 60000 | 2 | 1977 | 2 |  | The FACP system will have reached the end of life expectancy for FY shown. This R/R listed is a replacement due to the installed version not being manufacturer or supported, parts no longer readily available, and electronic equipment estimated life cycles have been reached.
PBSO BLDG H&M - Flooring, Ceiling, HVAC, Generator, Weatherproofing, Plumbing | F0299 | ADV | West | GC | 900000 | FY 2019: 900000 | 6 | 1098/1100 |  |  | This includes several projects in A, B, and Dorm areas ,Flooring, Lighting ,Plumbing, HVAC, Electrical, Fire protection
PBSO Bomb Squad FACP Replacement | EF0016 | ADV | Fire | LV | 40000 | FY 2018: 40000 | 5 | 1552 | 2 |  | The FACP system will have reached the end of life expectancy for FY shown. This R/R listed is a replacement due to the installed version not being manufacturer or supported, parts no longer readily available, and electronic equipment estimated life cycles have been reached. (Contact - Bill Gale 561-644-3778)
PBSO Cabana Colony Teen Center, FACP Replacement | EF0025 | ADV | Fire | LV | 40000 | FY 2020: 40000 | 1 | 1588 | 2 |  | The FACP system will have reached the end of life expectancy for FY shown. This R/R listed is a replacement due to the installed version not being manufacturer or supported, parts no longer readily available, and electronic equipment estimated life cycles have been reached.
PBSO District 6 Replace 60 Ton Chiller | F0156 | ADV | South | HVAC | 117000 | FY 2019: 117000 | 3 | 1814 | 3 |  | 2007 Chiller at Critical site at end of service life
PBSO District 7 Replace 150-KW Generator | F0445 | ADV | South | Elect | 180000 | FY 2021: 180000 | 5 | 1445 | 2 |  | Generator at Critical Site at end of service life
PBSO District 7 Weatherproofing | F0268 | ADV | South | Paint | 25000 | FY 2019: 25000 | 5 | 1445 | 3 |  | Scheduled Maintenance
PBSO District 7 Replace Carpet with Vinyl Flooring | F0369 | ADV | South | Floor | 50000 | FY 2020: 50000 | 5 | 1445 | 3 |  | Scheduled Replacement
PBSO Eagle Academy - 1st Floor Replace HVAC Units | F0297 | ADV | West | HVAC | 250000 | FY 2019: 250000 | 6 | 2089 | 4 |  | Units at end of useful service.
PBSO Eagle Academy - 2nd Floor Replace HVAC Units | F0298 | ADV | West | HVAC | 250000 | FY 2019: 250000 | 6 | 2089 | 4 |  | Units at end of useful service.
PBSO Eagle Academy - Interior Wall/coating Repairs | F0175 | ADV | West | GC | 0 | FY 2018: 0 | 6 | 2089 | 4 |  | Wall finish repairs due to normal use.
PBSO Eagle Academy - Renew Exterior Paint & Finish | F0497 | ADV | West | Paint | 60000 | FY 2022: 60000 | 6 | 2089 | 5 |  | Failure to weatherproof will result in damage to building.
PBSO Eagle Academy - Renew interior Wall Paint & Finishes | F0174 | ADV | West | Paint | 0 | FY 2018: 0 | 6 | 2089 | 5 |  | Ascetic reasons
PBSO Eagle Academy - Replace Air Cooled Chiller | F0296 | ADV | West | HVAC | 200000 | FY 2019: 200000 | 6 | 2089 | 3 |  | Units at end of useful service.
PBSO Gun Range Admin - Replace Packaged wall HVAC Units | F0055 | ADV | West | HVAC | 35000 | FY 2017: 35000 | 6 | 1377 | 2 |  | Units at end of useful service.
PBSO Gun Range Admin - Replace Toilet Partitions | F0183 | ADV | West | GC | 65000 | FY 2018: 65000 | 6 | 1377 | 4 |  | Heavily used, upgrades needed for continued service.
PBSO Gun Range Admin - Renew Exterior Paint & Finishes | F0492 | ADV | West | Paint | 26000 | FY 2022: 26000 | 6 | 1377 | 5 |  | Failure to weatherproof will result in damage to building.
PBSO Gun Range Admin - Replace Air Handling Units | F0058 | ADV | West | HVAC | 40000 | FY 2017: 40000 | 6 | 1377 | 2 |  | Units at end of useful service.
PBSO Gun Range Admin - Replace Heat Pump & Condensing Units | F0061 | ADV | West | HVAC | 60000 | FY 2017: 60000 | 6 | 1377 | 2 |  | Units at end of useful service.
PBSO Gun Range Admin - Replace Floor Covering Systems | F0285 | ADV | West | Floor | 30000 | FY 2019: 30000 | 6 | 1377 | 4 |  | Units at end of useful service.
PBSO Gun Range Admin - Exterior Painting/Weatherproofing | F0493 | ADV | West | Paint | 38500 | FY 2022: 38500 | 6 | 1377 | 2 |  | Failure to weatherproof will result in damage to building.
PBSO Gun Range Admin - Replace HVAC system | F0280 | ADV | West | HVAC | 25000 | FY 2019: 25000 | 6 | 1377 | 3 |  | Units at end of useful service.
PBSO Gun Range Admin - Septic Systems/upgrade lift station | F0180 | ADV | West | Plumbing | 50000 | FY 2018: 50000 | 6 | 1377 | 3 |  | Units at end of useful service.
PBSO Gun Range Grounds - Replace site Lighting with LED | F0181 | ADV | West | Elect | 50000 | FY 2018: 50000 | 6 | 1404 | 3 |  | Heavily used, upgrades needed for continued service. 2/24/16 move from 17 to 18; FMD to do project
PBSO Gun Range Shoot House - Replace Lighting Fixtures & Exit Lights with LED | F0052 | ADV | West | Elect | 26000 | FY 2017: 26000 | 6 | 1403 | 3 |  | Heavily used, upgrades needed for continued service.
PBSO Gun Range Shoot House - Replace Stairs and cat walk | F0053 | ADV | West | GC | 30000 | FY 2017: 30000 | 6 | 1403 | 3 |  | Heavily used, upgrades needed for continued service.
PBSO MDC BLDG A 911 Preaction Separation | EF0017 | ADV | Fire | Fire | 50000 | FY 2018: 50000 | 2 | 572 | 1 |  | The Pre Action dry pipe system will have reached the end of life expectancy for FY shown. This R/R listed is a replacement due to the installed version not being manufacturer or supported, parts no longer readily available, and electronic equipment estimated life cycles have been reached.
PBSO MDC BLDG A FACP Replacement | EF0049 | ADV | Fire | LV | 200000 | FY 2024: 200000 | 2 | 572 | 3 |  | The FACP system will have reached the end of life expectancy for FY shown. This R/R listed is a replacement due to the installed version not being manufacturer or supported, parts no longer readily available, and electronic equipment estimated life cycles have been reached. We still have to decommission the chemical and dispose of it. We still have to add a standalone controller. We still have to separate the current devices from the building FACP system. We still have to re-pipe the dry piping section. We will still need to reprogram the building FACP and re-accept it. Initial costs similar to previous estimates. The mechanical/electrical trim packages, re-piping, and drain cut will replace the chemical agent cost in most cases. We may have structure and drain issues that are unknown at this time.
PBSO MDC BLDG A Fireworks Replacement (911) | EF0009 | ADV | Fire | LV | 12000 | FY 2018: 17000 | 2 | 572 | 2 |  | GUI Computer & Software every 8 years
PBSO MDC BLDG A FM200 Replacement with Preaction Radio Room (inside 911) (Rm 2T14) | EF0019 | ADV | Fire | Fire | 60000 | FY 2018: 60000 | 2 | 572 | 1 |  | System is past end of life and will need to be replaced. The FD&O standard is to replace all chemical suppression systems with a pre action dry pipe system. Based on the last Pre Action Dry Pipe we installed at stockade replacing a FM 200 discharge, I would leave the current estimations we used for chemical due note 1 below.
PBSO MDC BLDG A Halon Replacement to Preaction Fingerprint Room (Rm 2Q51) | EF0018 | ADV | Fire | Fire | 60000 | FY 2018: 60000 | 2 | 572 | 1 |  | System is past end of life and will need to be replaced. The FD&O standard is to replace all chemical suppression systems with a pre action dry pipe system. Based on the last Pre Action Dry Pipe we installed at stockade replacing a FM 200 discharge, I would leave the current estimations we used for chemical due note 1 below.
PBSO MDC BLDG A HALON Replacement with Preaction Data Processing (Rm 1K-22) | EF0008 | ADV | Fire | Fire | 100000 | FY 2017: 100000 | 2 | 572 | 1 |  | System is past end of life and will need to be replaced. The FD&O standard is to replace all chemical suppression systems with a pre action dry pipe system. Based on the last Pre Action Dry Pipe we installed at stockade replacing a FM 200 discharge, I would leave the current estimations we used for chemical due note 1 below.
PBSO MDC BLDG A UPS Room Energen System Replacement (Rm 1F-8) | EF0014 | ADV | Fire | Fire | 20000 | FY 2018: 20000 | 2 |  | 1 |  | System is past end of life and will need to be replaced. The FD&O standard is to replace all chemical suppression systems with a pre action dry pipe system. Based on the last Pre Action Dry Pipe we installed at stockade replacing a FM 200 discharge, I would leave the current estimations we used for chemical due note 1 below.
PBSO MDC BLDG A, FM200 Replacement with Preaction, Radio Tower | EF0023 | ADV | Fire | Fire | 60000 | FY 2018: 60000 | 2 |  | 1 |  | System is past end of life and will need to be replaced. The FD&O standard is to replace all chemical suppression systems with a pre action dry pipe system. Based on the last Pre Action Dry Pipe we installed at stockade replacing a FM 200 discharge, I would leave the current estimations we used for chemical due note 1 below.
PBSO MDC BLDG A, Halon Replacement with Preaction Fingerprint Room (Rm 2Q52) | EF0020 | ADV | Fire | Fire | 60000 | FY 2018: 60000 | 2 | 572 | 1 |  | System is past end of life and will need to be replaced. The FD&O standard is to replace all chemical suppression systems with a pre action dry pipe system. Based on the last Pre Action Dry Pipe we installed at stockade replacing a FM 200 discharge, I would leave the current estimations we used for chemical due note 1 below.
PBSO MDC BLDG A, Halon Replacement with Preaction, Telephone Room (Rm 2T24) | EF0021 | ADV | Fire | Fire | 60000 | FY 2018: 60000 | 2 | 572 | 1 |  | System is past end of life and will need to be replaced. The FD&O standard is to replace all chemical suppression systems with a pre action dry pipe system. Based on the last Pre Action Dry Pipe we installed at stockade replacing a FM 200 discharge, I would leave the current estimations we used for chemical due note 1 below.
PBSO MDC BLDG A, Halon Replacement with Preaction, Telephone Room (Rm 2T25) | EF0022 | ADV | Fire | Fire | 60000 | FY 2018: 60000 | 2 | 572 | 1 |  | System is past end of life and will need to be replaced. The FD&O standard is to replace all chemical suppression systems with a pre action dry pipe system. Based on the last Pre Action Dry Pipe we installed at stockade replacing a FM 200 discharge, I would leave the current estimations we used for chemical due note 1 below.
PBSO MDC BLDG B Fireworks Central Control | EF0010 | ADV | Fire | LV | 20000 | FY 2018: 25000 | 6 | 109 | 2 |  | 8 YR REPLACEMENT CYCLE + Spare
PBSO MDC BLDG B Fireworks Central Control ESS | EF0011 | ADV | Fire | LV | 20000 | FY 2018: 25000 | 6 | 109 | 2 |  | 8 YR REPLACEMENT CYCLE + Spare
PBSO MDC BLDG B FireworksFCC | EF0012 | ADV | Fire | LV | 20000 | FY 2018: 25000 | 6 | 109 | 2 |  | 8 YR REPLACEMENT CYCLE + Spare
PBSO MDC BLDG E Fireworks Intake Control | EF0013 | ADV | Fire | LV | 20000 | FY 2018: 25000 | 6 | 109 | 2 |  | 8 YR REPLACEMENT CYCLE + Spare
PBSO Motorpool Replace (2) A/C Systems | F0047 | ADV | South | HVAC | 30000 | FY 2017: 30000 | 7 | 134 | 3 |  | Equipment at end of Service Life
PBSO PAL Center - Exterior Painting | F0249 | ADV | North | Paint | 30420 | FY 2019: 30420 | 1 | 1298 | 3 |  | Paint holding up, leave it here
PBSO Pistol Range - Replace Concrete Drive (additional funds in 2015) | F0062 | ADV | West | Paving | 150000 | FY 2017: 125000; FY 2021: 25000 | 6 | 1404 | 3 |  | Upgrade needed, reached end of useful service.
PBSO Pistol Range Grounds - Replace irrigation | F0448 | ADV | West | Irr | 25000 | FY 2021: 25000 | 6 | 1404 | 3 |  | Upgrade needed, reached end of useful service.
PBSO Sub Station @ 8130 Jog Rd - East HVAC replacement Phase 1 | F0042 | ADV | North | HVAC | 112375 | FY 2017: 112375 | 6 | 221 | 3 |  | End of life cycle, phase 1 of 2
PBSO Sub Station @ 8130 Jog Rd - West HVAC replacement Phase 2 | F0145 | ADV | North | HVAC | 145600 | FY 2018: 145600 | 6 | 221 | 3 |  | End of life cycle, phase 2 of 2
PBSO Substation - Jog Road - Roof Replacement | F0046 | ADV | North | Roof | 284800 | FY 2017: 284800 | 6 | 221 | 2 |  | Small issues were taken care of in a patch job, but total replacement needed. 2/24/16 move from 20 to 17.
PBSO Sub-Station (Boynton), Preaction System Replacement | EF0038 | ADV | Fire | Fire | 25000 | FY 2022: 25000 | 3 | 1814 | 2 |  | Separation Project combo panel - add FACP.
PBSO Sub-Station (West Boynton) FACP Replacement | EF0039 | ADV | Fire | LV | 50000 | FY 2022: 50000 | 3 | 1814 | 2 |  | The FACP system will have reached the end of life expectancy for FY shown. This R/R listed is a replacement due to the installed version not being manufacturer or supported, parts no longer readily available, and electronic equipment estimated life cycles have been reached.
PBSO Substation Jog Road - Exterior Painting | F0255 | ADV | North | Paint | 61180 | FY 2019: 61180 | 6 | 221 | 3 |  | Paint holding up, leave it here
PBSO Substation Jog Road - Generator Replacement | F0150 | ADV | North | Elect | 275625 | FY 2019: 275625 | 6 | 221 | 2 |  | 40 -50 year old units saLVaged from other sites
PBSO Sub-Station North County FACP Replacement | EF0003 | ADV | Fire | LV | 45000 | FY 2017: 45000 | 6 | 221 | 1 |  | The FACP system will have reached the end of life expectancy for FY shown. This R/R listed is a replacement due to the installed version not being manufacturer or supported, parts no longer readily available, and electronic equipment estimated life cycles have been reached.
PBSO Sub-Station South County (SR 7-New) FACP Replacement | EF0002 | ADV | Fire | LV | 25000 | FY 2017: 25000 | 5 | 1445 | 1 |  | The FACP system will have reached the end of life expectancy for FY shown. This R/R listed is a replacement due to the installed version not being manufacturer or supported, parts no longer readily available, and electronic equipment estimated life cycles have been reached.
PBSO Training 20 Mile Bend, Modular, FACP Replacement | EF0044 | ADV | Fire | LV | 25000 | FY 2024: 25000 | 6 | 2059 | 3 |  | Separation Project combo panel - add FACP.
PBSO Training Driver (Pike Rd) *FACP Replacement Project | EF0041 | ADV | Fire | LV | 50000 | FY 2023: 50000 | 4 | 1469 | 3 |  | The FACP system will have reached the end of life expectancy for FY shown. This R/R listed is a replacement due to the installed version not being manufacturer or supported, parts no longer readily available, and electronic equipment estimated life cycles have been reached.
Peanut Island Park - Caretakers - Weatherproofing | P0074 | ADV | North | Paint | 35000 | FY 2020: 35000 | 1 | 1347 | 3 |  | End of life cycle for the paint. Rough environment due to salt spray exposure.
Phil Foster Marina Bldg - Condensing units replacement (NEW) | P0059 | ADV | North | HVAC | 64525 | FY 2019: 64525 | 7 | 2037 | 3 |  | Site is partial critical (PBSO Marine) and unit have continuing salt spray damage
Phil Foster Park - Marina Multi-Purpose Bldg - Exterior paint (NEW) | P0085 | ADV | North | Paint | 41600 | FY 2021: 41600 | 7 | 2037 | 3 |  | Paint holding up, leave it here
Phil Foster Park Security | P0001 | ADV | ESS | LV | 30000 | FY 2017: 15000; FY 2021: 15000 | 7 | 1613 | 1 |  | ADEMCO V128FBPThe FACP system life expectancy date shown is listed and generates a replacement plan due to the installed version not being manufacturer or supported, parts no longer readily available, and electronic equipment estimated life cycles have been reached.
Phil Foster Parm Maint Bldg | P0002 | ADV | ESS | LV | 45000 | FY 2017: 15000; FY 2021: 30000 | 7 | 1614 | 1 |  | ADEMCO V128FBPThe FACP system life expectancy date shown is listed and generates a replacement plan due to the installed version not being manufacturer or supported, parts no longer readily available, and electronic equipment estimated life cycles have been reached.
Pinewoods Park Athletic Complex Building Replacement | T159 | IST | Parks | GC | 780000 | FY 2022: 780000 | 5 |  |  | Public Building Repair Replacement and Expansion | Pinewood Athletic Complex (restroom/concession/equipment storage) (more than 30 years old). Old facility design not adequate to keep maintenance equipment away from electrical panel presenting a hazard.
Pinewoods Park Baseball Fields 1,2,3 Light Replacement | T011 | IST | Parks | Elect | 400000 | 400000 | 0 | 0 | 0 | 0 | 0 | 0 | 0 | 0 | 0 | 0 | 5 |  |  | Sports Lighting Replacement | Old lighting past expected life cycle needs replacement to maintain safe play on sport fields - Baseball #1,2,3 (lights installed in 1983)
Pioneer Aquatics Office - Renew Exterior Paint & Finish | F0054 | ADV | West | Paint | 30000 | FY 2017: 30000 | 6 | 1708 | 2 |  | Failure to weatherproof will result in damage to building.
Pioneer Aquatics Restroom - Renew Exterior Paint & Finish | F0056 | ADV | West | Paint | 35000 | FY 2017: 35000 | 6 | 1709 | 2 |  | Failure to weatherproof will result in damage to building.
Pioneer Aquatics Storage Pumps - Renew Exterior Paint & Finishes | F0057 | ADV | West | Paint | 35000 | FY 2017: 35000 | 6 | 1710 | 2 |  | Failure to weatherproof will result in damage to building.
Pioneer Park Aquatic | P0092 | ADV | ESS | LV | 50000 | FY 2022: 50000 | 6 | 1577 | 2 |  | SIMPLEX 4010
Pioneer Park Ballfield 2 Light Replacement | T023 | IST | Parks | Elect | 100000 | 100000 | 0 | 0 | 0 | 0 | 0 | 0 | 0 | 0 | 0 | 0 | 6 |  |  | Sports Lighting Replacement | Old lighting past expected life cycle needs replacement to maintain safe play on sport fields - Ballfield #2 (lights installed in 1988)
Pioneer Park Light Replacement | T166 | IST | Parks | Elect | 60000 | FY 2022: 60000 | 6 |  |  | Parking Lot Lighting Replacement | Replacement of old laminated wood poles/lights to maintain safety. Old poles are past expected life cycle and rotting at the base. Poles are fallen over during windy conditions.
Pioneer Park Playground at Picnic Shelter Replacement | T066 | IST | Parks | GC | 30000 | 0 | 30000 | 0 | 0 | 0 | 0 | 0 | 0 | 0 | 0 | 0 | 6 |  |  | Playground Replacement | Play structure past its expected lifecycle and in need of replacement for continued safe play of children. Associated with group picnic shelter.
Pioneer Park Playground with Swings Replacement | T048 | IST | Parks | GC | 80500 | 0 | 80500 | 0 | 0 | 0 | 0 | 0 | 0 | 0 | 0 | 0 | 6 |  |  | Playground Replacement | Play structure with swings past its expected lifecycle and in need of replacement for continued safe play of children. Old sand surfacing not ADA compliant and will be replaced with ADA accessible surface. Drainage issues will be corrected.
Pioneer Park Tennis and Basketball Courts Light Replacement | T014 | IST | Parks | Elect | 200000 | 200000 | 0 | 0 | 0 | 0 | 0 | 0 | 0 | 0 | 0 | 0 | 6 |  |  | Sports Lighting Replacement | Lighting is approaching the end of its expected life cycle needs replacement to maintain safe play on athletic courts - (2) Tennis & (2) Basketball Courts (lights installed in 1988)
Public Safety Equipment | Q015 | IST | FDO |  | 11182970 | FY 2023: 3727657; FY 2024: 3727657; FY 2025: 3727656 | CW |  |  | Sheriff
Radios Replacement | Q005 | IST | FDO | Elect | 7432384 | FY 2017: 7432384 | CW |  |  | Sheriff
Repair & reseal Asphalt area where Bus traffic has effected the surface | PT0016 | PT | West | Paving | 26500 | FY 2021: 26500 | 6 | 2156 | 4
Replace 3 HVAC units in Admin Bldg. | PT0017 | PT | West | HVAC | 110000 | FY 2021: 110000 | 6 | 2157 | 4
Riverbend Park - Modular Offices - HVAC replacement (NEW) | P0053 | ADV | North | HVAC | 30450 | FY 2019: 30450 | 1 | 1679 | 3 |  | If it still exists and is in Park's inventory. Equipment at the end of it's life cycle
Royal Palm Beach Branch Library - Chiller replacement | L0019 | L MSTU | North | HVAC | 370300 | FY 2019: 370300 | 6 | 19
Royal Palm Beach Library - Interior painting | L0012 | L MSTU | North | Paint | 70000 | FY 2018: 70000 | 6 | 19
SA/PD - Paint Hallways | F0113 | ADV | Gov Ctr | Paint | 300000 | FY 2018: 50000; FY 2019: 50000; FY 2020: 50000; FY 2022: 75000; FY 2023: 75000 | 7 | 602 | 3 |  | Maintenance; pushed out from 17
SA/PD - Repair/Replace Lighting | F0112 | ADV | Gov Ctr | Elect | 170000 | FY 2018: 0; FY 2019: 40000; FY 2020: 40000; FY 2021: 40000; FY 2022: 50000 | 7 | 602 | 1,3 |  | Convert T12 to T8, lamps/ballast being phased out; pushed out from 17
SA/PD - Replace Carpets (not a safety issue) | F0024 | ADV | Gov Ctr | Floor | 400000 | 50000 | 50000 | 50000 | 50000 | 50000 | 50000 | 50000 | 50000 |  |  |  | 7 | 602 | 2 |  | Maintenance
SA/PD Parking Lot _ Replace Light Poles & Lighting | F0241 | ADV | Gov Ctr | Elect | 150000 | FY 2019: 150000 | 7 | 1125 | 3 |  | Maintenance
SA/PD Parking Lot-Reseal & Stripe | F0343 | ADV | Gov Ctr | Paving | 75000 | FY 2020: 75000 | 7 | 1125 | 3 |  | Maintenance
SA/PD-Elevator Modifications/Overhaul | F0247 | ADV | Gov Ctr | Elev | 750000 | FY 2019: 750000 | 7 | 602 | 3 |  | Maintenance
SA/PD-Rebuild/Replace USS Substations | F0129 | ADV | Gov Ctr | Elect | 1050000 | FY 2018: 0; FY 2019: 150000; FY 2020: 450000; FY 2021: 450000 | 7 | 602 | 3 |  | Original Equipment 25 years service; change 300k in 17 to 150 in 17 and 150 in 19
Sam Friedland F Dist Maint | P0019 | ADV | ESS | LV | 45000 | FY 2018: 15000; FY 2022: 30000 | 6 | 1608 | 2 |  | ADEMCO V128FBP
Sam Friedland F Dist Press Box | P0020 | ADV | ESS | LV | 45000 | FY 2018: 15000; FY 2022: 30000 | 6 | 1609 | 2 |  | ADEMCO V128FBP
Samuel Friedland District Park Expansion | T103 | IST | Parks | GC | 3000000 | FY 2020: 3000000 | 6 |  |  | Existing Park Redevelopment or Expansion | Phase II of this District Park was never completed due to funding shortages. Includes the construction of a playground, ballfield restrooms and a baseball field. Improvements will also include low maintenance artificial surfacing of multipurpose athletic fields and improved drainage. Fields are currently not playable at least 12 weeks out of the year due to poor conditions.
Samuel Friedland Park- Maintenance Storage Bldg. - Interior/Exterior Painting | P0028 | ADV | North | Paint | 38778 | FY 2018: 38778 | 6 | 1608 | 3 |  | Paint holding up, leave it here, Parks has deferred it before
Samuel Friedland Pk - Maintenance Bldg - Split systems replacement (NEW) | P0073 | ADV | North | HVAC | 34000 | FY 2020: 34000 | 6 | 1608 | 3 |  | Unit will be at the end of its life cycle.
Samuel Friedland Pk - Pressbox/Con - Replace two systems | P0047 | ADV | North | HVAC | 41600 | FY 2019: 41600 | 6 | 1609 | 3 |  | Units will be at the end of its life cycle.
Sandalfoot Cove Park Athletic Complex Building Replacement | T196 | IST | Parks | GC | 780000 | FY 2024: 780000 | 5 |  |  | Public Building Repair Replacement and Expansion | Sandalfoot Cove Athletic Complex (restroom/concession/equipment storage) (more than 30 years old). Building deteriorating.
Sanders Park Playground Replacement | T034 | IST | Parks | GC | 32750 | 32750 | 0 | 0 | 0 | 0 | 0 | 0 | 0 | 0 | 0 | 0 | 3 |  |  | Playground Replacement | Play structure and swing set past their expected lifecycle and in need of replacement for continued safe play of children. Old sand surfacing not ADA compliant and will be replaced with engineered mulch surface.
Santaluces Pathway Repairs | T118 | IST | Parks | GC | 65000 | FY 2020: 65000 | 3 |  |  | Asphalt Paving and Striping | These are public recreational pathways in need of capital maintenance, scheduled resurfacing, and repairs to ensure safe public use free of hazards.
Santaluces Pool Facility Renovation | T005 | IST | Parks | GC | 850000 | 850000 | 0 | 0 | 0 | 0 | 0 | 0 | 0 | 0 | 0 | 0 | 3 |  |  | Aquatic Facility Repair and Replacement | Public pool in need of renovation/preventative capital maintenance to ensure continued public safety and compliance with Health Dept. standards - Resurface pool and replace coping, remodel restrooms and replace baby pool and playground with zero depth water playground. Pool will be closed by Health Dept. if not resurfaced.
SC Administration Complex 100KW Generator Replacement | F0373 | ADV | South | Elect | 175000 | FY 2020: 175000 | 3 | 1081 | 2 |  | 2001 Gen. at end of useful service life
SC Courthouse - Interior Painting | F0271 | ADV | South | Paint | 110000 | FY 2019: 110000 | 7 | 43 | 5 |  | Scheduled Maintenance
SC Courthouse - LED Lobby Lighting Replacement | F0048 | ADV | South | Elect | 45000 | FY 2017: 45000 | 7 | 43 | 3 |  | Energy Mgt. & Reduces Maint. Costs
SC Courthouse - Weatherproofing | F0157 | ADV | South | Paint | 150000 | FY 2020: 150000 | 7 | 43 | 3 |  | Last done in 2008
SC Courthouse Parking Garage - Exterior Wall Backer Rod Replace & Weatherproof | F0161 | ADV | South | GC | 290000 | FY 2021: 290000 | 7 | 1560 | 3 |  | Scheduled Parking Garage Maintenance
SC Courthouse Parking Garage-Energy Mgt Retrofit Lighting to LED | F0049 | ADV | South | Elect | 75000 | FY 2017: 75000 | 7 | 1560 | 3 |  | Energy Mgt & Reduces Maint. Costs
SC Courthouse Renovate Public Restrooms 1st Fl | F0155 | ADV | South | GC | 100000 | FY 2020: 100000 | 7 | 43 | 3 |  | Move to 2018
SC Reg Amphitheater - Sunset Cove | P0096 | ADV | ESS | LV | 50000 | FY 2023: 50000 | 5 | 1897 | 2 |  | SIMPLEX 4100UD. Time with IST Replacement Project
SC Reg Coconut Cove Aquatic Center | P0034 | ADV | ESS | LV | 50000 | FY 2018: 50000 | 5 | 1358 | 2 |  | SIEMENS MXL-IQ
SC Reg Golf Cart Barn | P0097 | ADV | ESS | LV | 50000 | FY 2023: 50000 | 5 |  | 2 |  | SIMPLEX 4010
SC Reg Golf Clubhouse | P0098 | ADV | ESS | LV | 50000 | FY 2023: 50000 | 5 | 650 | 2 |  | SIMPLEX 4010
SC Reg Golf Maintenance | P0099 | ADV | ESS | LV | 50000 | FY 2023: 50000 | 5 | 646 | 2 |  | SIMPLEX 4010
SC Reg Tennis Ctr | P0072 | ADV | ESS | LV | 30000 | FY 2020: 30000 | 5 | 1336 | 2 |  | NOTIFIER AFP 200
SCCH Courtroom ADA Assisted Listening Devices Replacement | EE0003 | ADV | Electronic | LV | 65000 | FY 2017: 65000 | 7 | 43 | 2 |  | The ADA system life expectancy date shown is listed and generates a replacement plan due to the installed version not being manufactured or supported, parts no longer readily available, and electronic equipment estimated life cycles have been reached.
SCCH Courtrooms Audio Racks | EE0007 | ADV | Electronic | LV | 140000 | FY 2017: 140000 | 7 | 43 | 3 |  | The Audio system life expectancy date shown is listed and generates a replacement plan due to the installed version not being manufactured or supported, parts no longer readily available, and electronic equipment estimated life cycles have been reached.
Screening Equipment Replacement | ES0003 | ADV | Sec/Access | GC | 518861.6 | 64857.7 | 64857.7 | 64857.7 | 64857.7 | 64857.7 | 64857.7 | 64857.7 | 64857.7 |  |  |  |  | 20; 32; 38; 43; 603 | 1 |  | 2 Post Replacements per year
Seminole Palms - Maint Bldg HVAC replacement (Moved & revised) | P0070 | ADV | North | HVAC | 27125 | FY 2020: 27125 | 6 | 1606 | 3 |  | Equipment at the end of it's life cycle
Seminole Palms BF 1,2,3,4,5,6,7,8 MPF 9,10,11 Light Replace | T124 | IST | Parks | Elect | 1100000 | FY 2021: 1100000 | 6 |  |  | Sports Lighting Replacement | This lighting is failing more quickly than other systems; needs replacement to maintain safe play on sport fields - Ballfields #1,#2,#3,#4,#5,#6,#7,#8 Multipurpose fields #9,#10,#11 (lights installed 2000).
Seminole Palms Maintenance | P0080 | ADV | ESS | LV | 20000 | FY 2021: 20000 | 6 | 1606 | 2 |  | ADEMCO V128FBP
Seminole Palms Park - Maintenance Shop -Interior/Exterior painting | P0082 | ADV | North | Paint | 24640 | FY 2021: 24640 | 6 | 1606 | 3 |  | Paint holding up, leave it here, Parks has deferred it before
Seminole Palms Parking Lot Repairs | T095 | IST | Parks | Paving | 6000 | FY 2019: 6000 | 6 |  |  | Asphalt Paving and Striping | Funds are needed for asphalt overlay and striping . Multiple locations county-wide are showing extreme fading, deteriorated surfaces, eroded edges and root damage.
Seminole Palms Pathway Repairs | T098 | IST | Parks | GC | 4000 | FY 2019: 4000 | 6 |  |  | Asphalt Paving and Striping | These are public recreational pathways in need of capital maintenance, scheduled resurfacing, and repairs to ensure safe public use free of hazards.
Seminole Palms Playground Replacement | T055 | IST | Parks | GC | 50000 | 0 | 50000 | 0 | 0 | 0 | 0 | 0 | 0 | 0 | 0 | 0 | 6 |  |  | Playground Replacement | Heavily used playground needs replacement and upgrades. Poured rubber playground surfacing patched many times will be replaced with ForeverLawn ADA accessible surfacing.
SOE - Parking lot Renovations | F0076 | ADV | Central | Paving | 40000 | FY 2018: 40000 | 2 | 1415 | 3 |  | reach life expect. Move from 2016 to 2018
SOE Card Access/CCTV Replacement | ES0012 | ADV | Sec/Access | Elect | 105000 | FY 2021: 105000 | 2 | 1415 | 3 |  | Change from Pinnancle to Prowatch Card Access System; Include running Intrusion and panic through Card Access; Change CCTV to IP
SOE- Interior Painting | F0207 | ADV | Central | Paint | 50000 | FY 2019: 50000 | 2 | 1415 | 3 |  | interior Painting-reach life expect.
SOE-Roof Replacement | F0329 | ADV | Central | Roof | 275000 | FY 2020: 275000 | 2 | 1415 | 3 |  | Roof Replacement ( Price Increase)-reach life expect.
SOE-Weatherproofing | F0203 | ADV | Central | Paint | 40000 | FY 2019: 40000 | 2 | 1415 | 3 |  | Weatherproofing -reach life expect.
South Region Landscaping improvements(excluding Palm Tran and Library) | F0050 | ADV | South | LA | 116500 | FY 2017: 116500 |  | various | 3 |  | landscaping improvements for dead grass, trees, shrubs replacement etc. / Reduce to $58,250
South Bay Pathway Repairs | T096 | IST | Parks | GC | 5850 | FY 2019: 5850 | 6 |  |  | Asphalt Paving and Striping | These are public recreational pathways in need of capital maintenance, scheduled resurfacing, and repairs to ensure safe public use free of hazards.
South Bay RV Campground Electrical Upgrade | T143 | IST | Parks | Elect | 200000 | FY 2021: 200000 | 6 |  |  | Existing Park Redevelopment or Expansion | Glades area campground in need of electrical upgrade to meet industry standard and accept customers with larger recreation vehicles. We've had to turn people away. Also designated facility for post-disaster housing.
South Bay RV Park Playground Replacement | T085 | IST | Parks | GC | 52750 | FY 2019: 52750 | 6 |  |  | Playground Replacement | Play structure approaching the end of its expected lifecycle and in need of replacement for continued safe play of children. Old sand surfacing not ADA compliant and will be replaced with engineered mulch surface.
South County Admin - Weatherproofing | F0051 | ADV | South | Paint | 125000 | FY 2017: 125000 | CW/7 | 3 | 3 |  | Scheduled Maintenance
South County Admin Complex Intrusion Alarm Replacement | EF0015 | ADV | Fire | Elect | 25000 | FY 2018: 25000 | CW/7 | 3 | 2 |  | System is out of production and parts are becoming scarce.
South County Admin Complex Redevelopment | Q010 | IST | FDO | GC | 6000000 | FY 2020: 3000000; FY 2021: 3000000 | CW/7 |  |  | General Government Facilities
South County Admin Complex-FMD Warehouse Replace A/C systems (2) | F0269 | ADV | South | HVAC | 45000 | FY 2019: 45000 | CW/7 | 391 | 3 |  | Equipment at end of useful service lifespan
South County Admin Complex-FMD Warehouse Weatherproofing | F0153 | ADV | South | Paint | 30000 | FY 2020: 30000 | CW/7 | 391 | 3 |  | Scheduled Maintenance
South County Admin. - Interior Painting | F0270 | ADV | South | Paint | 75000 | FY 2019: 75000 | CW/7 | 3 | 5 |  | Scheduled Maintenance
South County Admin. - Replace 4 Roof Top A/C Units | F0273 | ADV | South | HVAC | 175000 | FY 2019: 175000 | CW/7 | 3 | 3 |  | Equipment at end of useful service lifespan
South County Admin. -Replace Interior Signage, ADA Compliant | F0509 | ADV | South |  | 25000 | FY 2018: 25000 |  | 3 | 3 |  | ADA compliance & upgrade of interior signage
South County Admin. -Resurface Parking Areas | F0277 | ADV | South | Paving | 250000 | FY 2019: 250000 | CW/7 | 3 | 3 |  | Parking areas deteriorated & surfaces failing 2/24 MOVED FROM 17 TO 19
South County Courthouse CCTV System Replacement (NVR) | ES0007 | ADV | Sec/Access | Elect | 150000 | FY 2019: 150000 | CW/7 | 43 | 2 |  | R/R Change
South County Courthouse Preaction Replacement Controller | EF0048 | ADV | Fire | Fire | 175000 | FY 2024: 175000 | CW/7 | 43 | 2 |  | The Pre Action Controller system will have reached the end of life expectancy for FY shown. This R/R listed is a replacement due to the installed version no longer available or supported and parts are no longer available: Additional Note: If Mechanical Trim and piping is required, additional funds will be needed. ESS will get a hard estimate prior to funding year requested..
South County Courthouse, Garage, FACP Replacement | EF0024 | ADV | Fire | LV | 120000 | FY 2019: 120000 | CW/7 | 1560 | 2 |  | The FACP system will have reached the end of life expectancy for FY shown. This R/R listed is a replacement due to the installed version not being manufacturer or supported, parts no longer readily available, and electronic equipment estimated life cycles have been reached.
South County Courthouse, Mechanical Room Preaction Replacement | EF0043 | ADV | Fire | Fire | 20000 | FY 2024: 20000 | CW/7 | 43 | 2 |  | The FACP system will have reached the end of life expectancy for FY shown. This R/R listed is a replacement due to the installed version not being manufacturer or supported, parts no longer readily available, and electronic equipment estimated life cycles have been reached.
South Inlet Parking Lot Repairs | T093 | IST | Parks | Paving | 8100 | FY 2019: 8100 | 4 |  |  | Asphalt Paving and Striping | Funds are needed for asphalt overlay and striping . Multiple locations county-wide are showing extreme fading, deteriorated surfaces, eroded edges and root damage.
Sunset Cove Amphitheater Replace A/C | P0049 | ADV | South | HVAC | 25000 | FY 2019: 25000 | 5 | 1897 | 3 |  | Units at end of Service Life
Sunset Cove Amphitheater Sound System Replacement | T018 | IST | Parks | LV | 150000 | 150000 | 0 | 0 | 0 | 0 | 0 | 0 | 0 | 0 | 0 | 0 | 5 |  |  | Public Building Repair Replacement and Expansion | Audio system has been repeatedly damaged by storms and patches are reaching the end of their useful life. New concert quality system needed with built in lightning/surge protection.
Sunset Cove Amphitheater Weatherproofing | P0057 | ADV | South | Paint | 50000 | FY 2019: 50000 | 5 | 1897 | 3 |  | Restoration of exterior envelope integrity
Sunset Cove Pavilion Replacement | T146 | IST | Parks | GC | 150000 | FY 2021: 150000 | 5 |  |  | Group Pavilion Replacement | Sunset Cove group rental pavilion floor does not drain properly and cannot be repaired without major renovation. Standing water can create a hazard and without drainage not conducive to group use.
Tequesta Branch Library - Roof replacement (NEW) | L0014 | L MSTU | North | Roof | 250000 | FY 2018: 250000 | 1 | 500
Therapeutic Recreation Pool Resurfacing | T027 | IST | Parks | GC | 64500 | 64500 | 0 | 0 | 0 | 0 | 0 | 0 | 0 | 0 | 0 | 0 | 3 |  |  | Aquatic Facility Repair and Replacement | Pool is currently leaking. Trying to patch latest leak but there are ongoing issues, pitting, cracking and high utility bills; resurfacing due. Special Olympics training facility.
Triangle Park Parking Lot Repairs | T172 | IST | Parks | Paving | 6400 | FY 2022: 6400 | 6 |  |  | Asphalt Paving and Striping | Funds are needed for asphalt overlay and striping . Multiple locations county-wide are showing extreme fading, deteriorated surfaces, eroded edges and root damage.
Triangle Park Restroom Replacement | T138 | IST | Parks | GC | 270000 | FY 2021: 270000 | 6 |  |  | Restroom Replacement | Old public restroom at this park in need of replacement (more than 38 years old).
Triangle Park Septic System Replacement | T059 | IST | Parks | Plumbing | 50000 | 0 | 50000 | 0 | 0 | 0 | 0 | 0 | 0 | 0 | 0 | 0 | 6 |  |  | Sanitary Sewer and Septic System Replacement | Septic system to public restroom in one of our oldest parks needs replaced.
Vehicle Replacement | Q007 | IST | FDO | Vehicle | 12621503 | FY 2018: 3650513; FY 2019: 3650513; FY 2020: 3650514; FY 2023: 1669963 | CW |  |  | Sheriff
Veterans Park Irrigation Well Replacement | T155 | IST | Parks | Irrig | 50000 | FY 2021: 50000 | 5 |  |  | Sanitary Sewer and Septic System Replacement | Old well is sucking sand which effects both turf and irrigation infrastructure integrity. Can no longer be patch repaired.
Veterans Park Pathway Repairs | T120 | IST | Parks | GC | 45000 | FY 2020: 45000 | 5 |  |  | Asphalt Paving and Striping | Need to resurface court in order to provide safe surface for basketball play. Potential trip hazards such as cracking and separations as well as ADA accessibility will be addressed.
Veterans Park Tennis and Bball Courts Light Replacement | T134 | IST | Parks | Elect | 300000 | FY 2021: 300000 | 5 |  |  | Sports Lighting Replacement | Old lighting past expected life cycle needs replacement to maintain safe play on athletic courts - (4)Tennis & (2)Basketball Courts
Veterans Parking Lot Repairs | T097 | IST | Parks | Paving | 5000 | FY 2019: 5000 | 5 |  |  | Asphalt Paving and Striping | Funds are needed for asphalt overlay and striping . Multiple locations county-wide are showing extreme fading, deteriorated surfaces, eroded edges and root damage.
Victim Services, FACP Replacement | EF0026 | ADV | Fire | LV | 20000 | FY 2021: 20000 | 7 | 46 | 2 |  | Combo Panel Separation/add fire alarm
Video Visitation (VVS) Unit Replacement | EE0004 | ADV | Electronic | PBSO | 576000 | 72000 | 72000 | 72000 | 72000 | 72000 | 72000 | 72000 | 72000 |  |  |  | 2 | 572 & 2173 | 3 |  | Current estimate is 8K per unit. Replacement budget estimate does not include enclosures. R/R is based on current inventory including Gun Club Project (phase II).
Vista FD&O-Interior painting | F0213 | ADV | Central | Paint | 80000 | FY 2019: 80000 | 2 | 1684 | 3 |  | reach life expect
Vista Office - Exterior Weatherproofing | F0097 | ADV | Central | Paint | 100000 | FY 2018: 100000 | 2 | 1448 | 4 |  | Weatherproofing , due to cracks and failure). ( Moved from 2018 to 2017)-there is a history of paint/water intrusion. Moved 17-18
Vista Office - Rooftop Liebert Condenser A/C Units Replacements. | F0079 | ADV | Central | HVAC | 50000 | FY 2018: 50000 | 2 | 1447 | 3 |  | roof top units
Vista Office - Generator Overhaul | F0409 | ADV | Central | Elect | 130000 | FY 2021: 130000 | 2 | 1448 | 3 |  | Generator Overhaul (2) ( Reach life expectancy)
Vista Office- -Interior Painting- | F0217 | ADV | Central | Paint | 200000 | FY 2019: 200000 | 2 | 1448 | 3 |  | Metal Doors Rusting-reach life expect.
Vista Office - Replace Chiller | F0328 | ADV | Central | HVAC | 500000 | FY 2020: 250000; FY 2021: 250000 | 2 | 1448 | 3 |  | Replace Chiller, Controls -reach life expectancy
Vista Office - Replace Cooling Towers | F0413 | ADV | Central | HVAC | 250000 | FY 2021: 250000 | 2 | 1448 | 3 |  | Replace Cooling Towers, pumps and controls -reach life expect.
Vista Office Building CCTV System Replacement (NVR) | ES0011 | ADV | Sec/Access | Elect | 366799.2 | FY 2020: 366799.2 | 2 | 1448 | 3 |  | R/R Change to NVC
Vista Office Building, 2300 Building, FACP Replacement | EF0037 | ADV | Fire | LV | 150000 | FY 2021: 150000 | 2 | 1448 | 2 |  | The FACP system life expectancy date shown is listed and generates a replacement plan due to the installed version not being manufacturer or supported, parts no longer readily available, and electronic equipment estimated life cycles have been reached.
Vista Office Building, 2300 Building, Preaction - 2nd Floor Replacement | EF0029 | ADV | Fire | Fire | 30000 | FY 2021: 30000 | 2 | 1448 | 2 |  | The Pre Action Controller system will have reached the end of life expectancy for FY shown. This R/R listed is a replacement due to the installed version no longer available or supported and parts are no longer available: Additional Note: If Mechanical Trim and piping is required, additional funds will be needed. ESS will get a hard estimate prior to funding year requested..
Vista Office Building, 2300 Building, Preaction - 4th Floor Replacement | EF0030 | ADV | Fire | Fire | 30000 | FY 2021: 30000 | 2 | 1448 | 2 |  | The Pre Action Controller system will have reached the end of life expectancy for FY shown. This R/R listed is a replacement due to the installed version no longer available or supported and parts are no longer available: Additional Note: If Mechanical Trim and piping is required, additional funds will be needed. ESS will get a hard estimate prior to funding year requested..
Vista Office- carpet replacement | F0326 | ADV | Central | Floor | 355000 | FY 2020: 175000; FY 2021: 180000 | 2 | 1448 | 3 |  | 2020 - 1st & 2nd Floor - 2021 3&4 Fl. (Equipment failure/ increase cost replacement).reach life expect.
Vista Office Chambers Multi-Media Replacement | EE0006 | ADV | Electronic | LV | 25000 | FY 2017: 25000 | 2 | 1448 | 3 |  | The Audio system life expectancy date shown is listed and generates a replacement plan due to the installed version not being manufactured or supported, parts no longer readily available, and electronic equipment estimated life cycles have been reached.
Vista Office Garage - Replace Caulking, Reseal, Coat & Restripe | F0098 | ADV | Central | GC | 90000 | FY 2018: 90000 | 2 | 1591 | 3 |  | Parking lot Renovations(Equipment failure). (Moved from 2016 to 2017, reach life expect.) Moved 17-18
Vista Office Grounds - Parking lot Renovations | F0091 | ADV | Central | Paving | 60000 | FY 2018: 60000 | 2 | 1682 | 3 |  | Parking lot Renovations(Equipment failure. (Moved from 2016 to 2017, reach life expect.)
Vista Office Grounds - Pavers Courtyard. | F0089 | ADV | Central | GC | 100000 | FY 2020: 100000 | 2 | 1682 | 3 |  | Pavers Courtyard. (Paver failure/ increase cost replacement)-reach life expect.
Vista Offices Chambers ADA Assisted Listening Device Replacement | EE0008 | ADV | Electronic | Elect | 18000 | FY 2020: 18000 | 2 | 1448 | 3 |  | The ADA system life expectancy date shown is listed and generates a replacement plan due to the installed version not being manufactured or supported, parts no longer readily available, and electronic equipment estimated life cycles have been reached.
Vista OSC Fire Rescue -Interior Painting | F0206 | ADV | Central | Paint | 40000 | FY 2019: 40000 | 2 | 2141 | 3 |  | Painting needed due to normal maintenance.-reach life expect.
Vista OSC Fleet - Maitenance Supervisor A/C Unit | F010 | ADV | Central | HVAC | 40000 | FY 2018: 40000 |  | 1448 | 2 |  | Reached life expectancy
Vista OSC Grounds- Exterior Containment Wall Weatherproofing | F0004 | ADV | Central | Paint | 70000 | FY 2017: 70000 | 2 | 1447 | 3 |  | Exterior Containment Wall Weatherproofing (Moved from 2016 to 2017, reach life expect.
Vista OSC Grounds- Fuel Island Canopy Weatherproofing ( New Line Item) | F0071 | ADV | Central | Paint | 35000 | FY 2019: 35000 | 2 | 1447 | 3 |  | Vista OSC Grounds- Fuel Island Canopy Weatherproofing ( New Line Item)-reach life expect. Move from 2016 to 2018
Vista OSC Road & Bridge - Generator Overhaul | F0322 | ADV | Central | Elect | 40000 | FY 2020: 40000 | 2 | 1793 | 3 |  | Generator Overhaul ( Reach life expectancy)
Vista OSC Road & Bridge - Parking Lot Renovations | F0087 | ADV | Central | Paving | 70000 | FY 2018: 70000 | 2 | 1793 | 3 |  | Parking lot Renovations (Moved from 2016 to 2017, reach life expect.) Moved 17-18
Vista OSC Road & Bridge & Traffic Opps Overhead Doors replacement | F0208 | ADV | Central | GC | 50000 | FY 2019: 50000 | 2 | 1793 | 3 |  | (New line item) Replace Overhead doors. ( Reach life expectancy)
Vista OSC Road & Bridge -Replace Chiller | F0412 | ADV | Central | HVAC | 135000 | FY 2021: 135000 | 2 | 1793 | 3 |  | Replace Chiller, Controls - reach life expectancy ( Moved from FY 2019 to 2021)
Vista OSC Road & Bridge -Weatherproofing | F0084 | ADV | Central | Paint | 30000 | FY 2018: 30000 | 2 | 1793 | 3 |  | Weatherproofing (Moved from 2016 to 2017, reach life expect.) Moved 17-18
Vista OSC Road & Bridge/Traffic Ops-Interior painting | F0211 | ADV | Central | Paint | 60000 | FY 2019: 60000 | 2 | 1793 | 3 |  | Interior painting due to normal maintenance FY-2017 -reached life expect.
Vista OSC Vehicle Maint- Generator Overhaul | F0325 | ADV | Central | Elect | 120000 | FY 2020: 120000 | 2 | 1449 | 3 |  | Generator Overhaul ( Reach life expectancy)
Vista OSC Vehicle Maint -Replace Chiller Cooling Coils ( New line item) | F0072 | ADV | Central | HVAC | 35000 | FY 2018: 35000 | 2 | 1449 | 3 |  | Replace Chiller Cooling Coils ( New line item)-reach life expect.
Vista OSC Vehicle Maint. -Reseal, Repair, Restripe Parking Areas | F0090 | ADV | Central | Paving | 90000 | FY 2018: 90000 | 2 | 1447 | 3 |  | Parking lot Renovations(Moved from 2016 to 2017,reach life expect.) Moved from 17-18
Vista OSC Vehicle Maint. -Weatherproofing | F0092 | ADV | Central | Paint | 60000 | FY 2018: 60000 | 2 | 1449 | 3 |  | Weatherproofing , due to cracks and failure) (Moved from 2016 to 2017, reach life expect) Moved 17-18
Vista OSC Vehicle Maint.-Interior Painting, Office & Shop Area. | F0088 | ADV | Central | Paint | 75000 | FY 2018: 75000 | 2 | 1449 | 3 |  | Interior Painting, Office & Shop Area-reach life expect..
Vista OSC Vehicle Maint-Replace Chiller | F0410 | ADV | Central | HVAC | 135000 | FY 2021: 135000 | 2 | 1449 | 3 |  | Replace Chiller, Controls - reach life expectancy ( Moved from FY 2019 to 2021)
Vista OSC/FDO - Generator Overhaul | F0321 | ADV | Central | Elect | 40000 | FY 2020: 40000 | 2 | 1684 | 3 |  | Generator Overhaul ( Reach life expectancy)
Vista OSC/FDO -Replace Chiller | F0411 | ADV | Central | HVAC | 135000 | FY 2021: 135000 | 2 | 1684 | 3 |  | Replace Chiller, Controls - reach life expectancy ( Moved from FY 2019 to 2021)
Vista OSC/FDO -Reseal, Repair, Restripe Parking Areas | F0082 | ADV | Central | Paving | 60000 | FY 2018: 60000 | 2 | 1684 | 3 |  | Parking lot Renovations . (Moved from 2016 to 2017, reach life expect.) Moved 17-18
Vista OSC/FDO -Weatherproofing | F0083 | ADV | Central | Paint | 30000 | FY 2018: 30000 | 2 | 1684 | 3 |  | Weatherproofing due to cracks and failure). 2/10/16 moved from 2017 to 2018 per aw
Vista Purchasing Warehouse - Generator Overhaul | F0319 | ADV | Central | Elect | 30000 | FY 2020: 30000 | 2 | 2080 | 3 |  | Generator Overhaul ( Reach life expectancy)
Vista Purchasing Warehouse- Weatherproofing- | F0209 | ADV | Central | Paint | 50000 | FY 2019: 50000 | 2 | 2080 | 3 |  | Weatherproofing (New line item) due to cracks and failure).FY 2019-reach life expect.
Vista Purchasing Warehouse-Replace Chiller | F0408 | ADV | Central | HVAC | 100000 | FY 2021: 100000 | 2 | 2080 | 3 |  | Chiller, Controls -reach life expectancy
Vista Purchasing Warehouse-Replace Chiller Cooling Coils ( New line item) | F0073 | ADV | Central | HVAC | 35000 | FY 2018: 35000 | 2 | 2080 | 3 |  | Replace Chiller Cooling Coils ( New line item)-reach life expect.
Vista Purchasing-Interior painting | F0205 | ADV | Central | Paint | 40000 | FY 2019: 40000 | 2 | 2080 | 3 |  | Prevent moisture from entering-reach life expect.
W Boynton Park Concess | P0081 | ADV | ESS | LV | 20000 | FY 2021: 20000 | 3 | 1141 | 2 |  | ADEMCO V128FBP
W Boynton Park Gyn | P0008 | ADV | ESS | LV | 40000 | FY 2017: 40000 | 3 | 1417 | 1 |  | NOTIFIER AFP 200 The FACP system life expectancy date shown is listed and generates a replacement plan due to the installed version not being manufacturer or supported, parts no longer readily available, and electronic equipment estimated life cycles have been reached.
W. Boynton Community Center Interior Painting | P0063 | ADV | South | Paint | 75000 | FY 2019: 75000 | 3 | 1417 | 3 |  | Aesthetics affects use of Center
W. Boynton Community Center Weatherproofing | P0062 | ADV | South | Paint | 75000 | FY 2019: 75000 | 3 | 1417 | 3 |  | Leaks affect structure & IAQ
WDC - A Dorm - Replace Plumbing Fixtures | F0449 | ADV | West | Plumbing | 35000 | FY 2021: 35000 | 6 | 109 | 4 |  | Heavily used, upgrades needed for continued service.
WDC - A Dorm -Re new Exterior Paint & Finishes | F0476 | ADV | West | Paint | 26000 | FY 2022: 26000 | 6 | 109 | 5 |  | Failure to weatherproof will result in damage to building.
WDC - Administration - Replace Fans - Exhaust & Ventilating Smoke Exhaust included | F0486 | ADV | West | HVAC | 500000 | FY 2022: 500000 | 6 | 109 | 4 |  | Unit at end of useful service life.
WDC - Administration - Replace Fans | F0383 | ADV | West | HVAC | 100000 | FY 2020: 100000 | 6 | 109 | 3 |  | Unit at end of useful service life.
WDC - Administration - Replace HVAC Pumps | F0384 | ADV | West | HVAC | 200000 | FY 2020: 200000 | 6 | 109 | 3 |  | Heavily used, upgrades needed for continued service.
WDC - Administration - Replace Packaged Water Chillers (air or water cooled) | F0487 | ADV | West | HVAC | 750000 | FY 2022: 750000 | 6 | 109 | 4 |  | Heavily used, upgrades needed for continued service.
WDC - Administration - Renew Exterior Paint & Finishes | F0295 | ADV | West | Paint | 125000 | FY 2018: 125000 | 6 | 109 | 5 |  | Failure to weatherproof will result in damage to building.
WDC - Administration - Rep[lace Fan Coil Units | F0382 | ADV | West | HVAC | 100000 | FY 2020: 100000 | 6 | 109 | 3 |  | Unit at end of useful service life.
WDC - Administration - Replace Air Handling Units | F0485 | ADV | West | HVAC | 500000 | FY 2022: 500000 | 6 | 109 | 4 |  | Unit at end of useful service life.
WDC - Administration - Replace Boilers in Chiller room | F0469 | ADV | West | HVAC | 250000 | FY 2021: 250000 | 6 | 109 | 3 |  | Unit at end of useful service life.
WDC - Administration - Replace Packaged Wall HVAC units | F0468 | ADV | West | HVAC | 200000 | FY 2021: 200000 | 6 | 109 | 3 |  | Heavily used, upgrades needed for continued service.
WDC - Administration - Replace Mini split Cooling Units | F0381 | ADV | West | HVAC | 100000 | FY 2020: 100000 | 6 | 109 | 3 |  | Unit at end of useful service life.
WDC - B Dorm - Replace Plumbing Fixtures | F0450 | ADV | West | Plumbing | 35000 | FY 2021: 35000 | 6 | 109 | 4 |  | Heavily used, upgrades needed for continued service.
WDC - B Dorm - Renew Exterior Paint & Finishes | F0477 | ADV | West | Paint | 26000 | FY 2022: 26000 | 6 | 109 | 5 |  | Failure to weatherproof will result in damage to building.
WDC - C Dorm - Re new Exterior Paint & Finishes | F0290 | ADV | West | Paint | 50000 | FY 2019: 50000 | 6 | 109 | 5 |  | Failure to weatherproof will result in damage to building.
WDC - D Dorm - Replace Air Handling Units | F0481 | ADV | West | HVAC | 350000 | FY 2022: 350000 | 6 | 109 | 4 |  | Heavily used, upgrades needed for continued service.
WDC - D Dorm - Replace Fan Coil units | F0460 | ADV | West | HVAC | 75000 | FY 2021: 75000 | 6 | 109 | 4 |  | Heavily used, upgrades needed for continued service.
WDC - D Dorm -Replace Cooling Units | F0451 | ADV | West | HVAC | 35000 | FY 2021: 35000 | 6 | 109 | 4 |  | Heavily used, upgrades needed for continued service.
WDC - District 5/911 - Replace Fan Coil Units | F0455 | ADV | West | HVAC | 40000 | FY 2021: 40000 | 6 | 2217 | 3 |  | Heavily used, upgrades needed for continued service.
WDC - District 5/911 - Replace Air Handling Units | F0498 | ADV | West | HVAC | 300000 | FY 2022: 300000 | 6 | 2217 | 4 |  | Heavily used, upgrades needed for continued service.
WDC - District 5/911 - Replace Exhaust & Ventilating | F0454 | ADV | West | HVAC | 35000 | FY 2021: 35000 | 6 | 2217 | 3 |  | Heavily used, upgrades needed for continued service.
WDC - E Dorm - Replace Computer Room Cooling units | F0452 | ADV | West | HVAC | 35000 | FY 2021: 35000 | 6 | 109 | 4 |  | Heavily used, upgrades needed for continued service.
WDC - E Dorm - Replace Fan Coil units | F0461 | ADV | West | HVAC | 75000 | FY 2021: 75000 | 6 | 109 | 4 |  | Heavily used, upgrades needed for continued service.
WDC - E Dorm - Replace Air Handling Units | F0482 | ADV | West | HVAC | 350000 | FY 2022: 350000 | 6 | 109 | 4 |  | Heavily used, upgrades needed for continued service.
WDC - F Dorm - Renew Interior Wall Paint & Finishes (includes kennels) | F0168 | ADV | West | Paint | 51500 | FY 2019: 25500; FY 2022: 26000 | 6 | 109 | 5 |  | Ascetic reasons
WDC - F Dorm -Replace Cooling Units | F0453 | ADV | West | HVAC | 35000 | FY 2021: 35000 | 6 | 109 | 4 |  | Heavily used, upgrades needed for continued service.
WDC - F Dorm -Replace Fan Coil Units | F0462 | ADV | West | HVAC | 75000 | FY 2021: 75000 | 6 | 109 | 4 |  | Heavily used, upgrades needed for continued service.
WDC - Kitchen - Steam equipment. | F0184 | ADV | West | HVAC | 80000 | FY 2018: 80000 | 6 | 109 | 2 |  | Heavily used, Water source heat exchangers. Higher corrosion rate.
WDC - Kitchen - Upgrade appliances | F0470 | ADV | West | HVAC | 450000 | FY 2021: 350000; FY 2022: 100000 | 6 | 109 | 4 |  | Heavily used, service required.
WDC - Kitchen / Laundry Replace Fan coil units | F0480 | ADV | West | HVAC | 125000 | FY 2022: 125000 | 6 | 109 | 4 |  | Heavily used, upgrades needed for continued service.
WDC - Medical - Replace Exterior Wall Systems in Sallyport | F0479 | ADV | West | GC | 40000 | FY 2022: 40000 | 6 | 109 | 3 |  | Metal security screening deteriorating
WDC - Medical - Replace Fan Coil Units | F0478 | ADV | West | HVAC | 35000 | FY 2022: 35000 | 6 | 109 | 4 |  | Heavily used, upgrades needed for continued service.
WDC - Medical - Replace Packaged Roof top HVAC Units | F0484 | ADV | West | HVAC | 350000 | FY 2022: 350000 | 6 | 109 | 4 |  | Heavily used, upgrades needed for continued service.
WDC - New - Laundry - Pneumatics | F0376 | ADV | West | GC | 50000 | FY 2020: 50000 | 6 | 109 | 3 |  | Heavily used, Operates laundry equipment.
WDC - New - Laundry - Upgrade appliances | F0386 | ADV | West | GC | 625000 | FY 2020: 325000; FY 2022: 300000 | 6 | 109 | 4 |  | Heavily used, service required.
WDC - New Section of Medical - Replace HVAC motor controls | F0166 | ADV | West | HVAC | 0 | [11 empty] | 6 | 109 | 2 |  | Unit at end of useful service life. 2/24/16 move from 17 to 18
WDC- F Dorm - Replace Air Handling Units | F0483 | ADV | West | HVAC | 350000 | FY 2022: 350000 | 6 | 109 | 4 |  | Heavily used, upgrades needed for continued service.
WDC UPS System | F0185 | ADV | West | Elect | 200000 | FY 2019: 100000; FY 2021: 100000 | 6 | 109 | 4 |  | Critical use equipment. Short life span on UPS batteries.
WDC DVTEL-server upgrade for system end of life | ES0015 | ADV | West |  | 155250 | FY 2017: 155250 |  | 109 | 1 |  | Support no longer offered on hardware. Iss provided recommendation on replacement cycle and estimate for budget.
Wellington Branch Library - Chiller replacement (new) | L0021 | L MSTU | North | HVAC | 439200 | FY 2020: 439200 | 6 | 677
Wellington Branch Library - Juvenile carpet replacement | L0011 | L MSTU | North | Floor | 140650 | FY 2017: 140650 | 6 | 677
Wellington Branch Library - Main public area carpet replacement | L0013 | L MSTU | North | Floor | 228500 | FY 2018: 228500 | 6 | 677
Wellington Branch Library - Staff area carpet replacement | L0018 | L MSTU | North | Floor | 118125 | FY 2019: 118125 | 6 | 677
Wellington Library - Re-stripe parking areas | L0002 | L MSTU | North | Paving | 39150 | FY 2017: 39150 | 6 | 1673
West Boynton Park Athletic Field Renovation | T002 | IST | Parks | LA | 2000000 | 2000000 | 0 | 0 | 0 | 0 | 0 | 0 | 0 | 0 | 0 | 0 | 3 |  |  | Athletic Field Renovations | This heavily used park is in need of athletic field renovations to allow for year-round use of the fields. Demand currently exceeds supply for multi-purpose fields. Capital renovations will include high quality artificial surface to allow for year round play and provide for efficiencies in renovation budget.
West Boynton Park Parking Lot Repairs | T092 | IST | Parks | Paving | 10000 | FY 2019: 10000 | 3 |  |  | Asphalt Paving and Striping | Funds are needed for asphalt overlay and striping . Multiple locations county-wide are showing extreme fading, deteriorated surfaces, eroded edges and root damage.
West Boynton Park Pathway (Asphalt) | T121 | IST | Parks | Paving | 20000 | FY 2020: 20000 | 3 |  |  | Asphalt Paving and Striping | These are public recreational pathways in need of capital maintenance, scheduled resurfacing, and repairs to ensure safe public use free of hazards.
West Boynton Park Playground Surface Replacement | T024 | IST | Parks | LA | 85000 | 85000 | 0 | 0 | 0 | 0 | 0 | 0 | 0 | 0 | 0 | 0 | 3 |  |  | Playground Replacement | Heavily used playground surface needs replacement and upgrades. Poured rubber patched many times will be replaced with ForeverLawn ADA accessible surfacing.
West Boynton Parking Lot Light Replacement | T162 | IST | Parks | Elect | 285000 | FY 2022: 285000 | 3 |  |  | Parking Lot Lighting Replacement | Replacement of existing lights to LED for energy efficiency and improved lighting levels in some areas of the parking lot.
West Boynton Skate Park Repair and Renovation | T044 | IST | Parks | GC | 150000 | 0 | 150000 | 0 | 0 | 0 | 0 | 0 | 0 | 0 | 0 | 0 | 3 |  |  | Playground Replacement | Skate park's highly used skateable surfaces are beyond warranty / expected life cycle - install concrete surfacing over asphalt, replace rusting ramps, decks along with sub frames, replace with different skate fixtures for public enjoyment and to accommodate BMX street trick bicycle demand.
West County Administration Building, Tax Collector FACP Replacement | EF0047 | ADV | Fire | LV | 100000 | FY 2024: 100000 | 6 | 37 | 3 |  | The FACP system will have reached the end of life expectancy for FY shown. This R/R listed is a replacement due to the installed version not being manufacturer or supported, parts no longer readily available, and electronic equipment estimated life cycles have been reached.
West County Courthouse - Replace Heat Pump & Condensing Units | F0474 | ADV | West | HVAC | 350000 | FY 2022: 350000 | 6 | 38 | 3 |  | Unit at end of useful service life.
West County Courthouse - Replace Mini Splits | F0473 | ADV | West | HVAC | 120000 | FY 2022: 120000 | 6 | 38 | 3 |  | Unit at end of useful service life.
West County Courthouse - Renew Interior Wall Paint & Finishes | F0287 | ADV | West | Paint | 40000 | FY 2019: 40000 | 6 | 38 | 5 |  | Ascetic reasons
West County Courthouse - Renew Exterior Paint & Finishes | F0472 | ADV | West | Paint | 35000 | FY 2022: 35000 | 6 | 38 | 5 |  | Failure to weatherproof will result in damage to building.
West County Courthouse - Replace Air Handling Units | F0475 | ADV | West | HVAC | 400000 | FY 2022: 400000 | 6 | 38 | 3 |  | Unit at end of useful service life.
West County Courthouse - Replace roof system | F0385 | ADV | West | Roof | 250000 | FY 2020: 250000 | 6 | 38 | 4 |  | Different roof materials used during renovations. Multiple patches.
West Delray Regional Park Maintenance Building Replacement | T183 | IST | Parks | GC | 500000 | FY 2023: 500000 | 5 |  |  | Public Building Repair Replacement and Expansion | West Delray Park Maintenance Complex. Replacement maintenance complex needed to provide adequate equipment storage, breakroom space for employees and maintenance operation office in this large Regional Park.
West Gate Community Center - Storefront replacement (3) | F0143 | ADV | North | GC | 80600 | FY 2018: 80600 | 7 | 107 | 3 |  | Storefronts are well past their lifecycles and will not meet any current wind load requirements
West Gate Community Center - VCT replacement (NEW) | P0061 | ADV | North | Floor | 72500 | FY 2019: 72500 | 7 | 107 | 3 |  | Parks side only, replacing 20+ yrs old original flooring
West Gate Gym - Main Gym AC replacement (NEW) | P0012 | ADV | North | HVAC | 117450 | FY 2017: 117450 | 7 | 1424 | 3 |  | Units are at the end of their life cycle, if possible combined with the above OA unit relocation
West Jupiter Community Center & Headstart - Divider Replacement | F0439 | ADV | North | GC | 70070 | FY 2021: 70070 | 1 | 91 | 5 |  | Up to the Agency as to do it or not. Comm Svcs never funded it
West Jupiter Headstart - Interior Painting | F0139 | ADV | North | Paint | 59340 | FY 2018: 59340 | 1 | 91 | 3 |  | Paint holding up, leave it here
West Jupiter Health Dept - Replace two systems | F0148 | ADV | North | HVAC | 189800 | FY 2018: 189800 | 1 | 92 | 3 |  | Moved from FY 16 To FY 18
West Jupiter Park Basketball Court Resurfacing | T090 | IST | Parks | GC | 20000 | FY 2019: 20000 | 1 |  |  | Sport Court Replacement and Resurfacing | Need to resurface court in order to provide safe surface for basketball play. Potential trip hazards such as cracking and separations as well as ADA accessibility will be addressed.
West Jupiter Park Restroom Replacement with Storage | T188 | IST | Parks | GC | 250000 | FY 2023: 250000 | 1 |  |  | Restroom Replacement | Outdoor public single stall restrooms in very bad repair (built in the early 1980s). Also there is currently no storage for needed sanitary supplies.
West Palm Beach Headstart - Main Bldg. - Exterior Painting | F0254 | ADV | North | Paint | 59800 | FY 2019: 59800 | 7 | 1555 | 3 |  | Should remain in this year, to avoid going into weatherproofing issues
West Palm Beach Headstart - Main Bldg. - Interior Painting (NEW) | F0353 | ADV | North | Paint | 56875 | FY 2020: 56875 | 7 | 1555 | 4 |  | Last painted in 2008
West Region Landscaping improvements(excluding Palm Tran and Library) | F0059 | ADV | West | LA | 52500 | FY 2017: 52500 |  | various | 3 |  | landscaping improvements for dead grass, trees, shrubs replacement etc.(new line item Moved from 17-18) / Reduce to $26,250
West Video Visitation - Fan Coil Units | F0499 | ADV | West | HVAC | 26000 | FY 2022: 26000 | 6 | 2318 | 4 |  | Heavily used, upgrades needed for continued service.
West Video Visitation - Replace Plumbing fixtures | F0176 | ADV | West | Plumbing | 40000 | FY 2019: 40000 | 6 | 2318 | 3 |  | Replace fixtures due to heavy use and hard water.
Westgate Community Center - Interior Painting | F0432 | ADV | North | Paint | 56914 | FY 2021: 56914 | 7 | 107 | 3 |  | This can cover interior painting of the Head Start areas only
Westgate Community Center - Interior Painting | F0435 | ADV | North | Paint | 63680 | FY 2021: 63680 | 7 | 107 | 3 |  | Moved out and increased prices. Holding up ok. This is for the whole building, may need to drop HS side
Westgate Community Center - Weatherproofing | F0431 | ADV | North | Paint | 56000 | FY 2021: 56000 | 7 | 107 | 3 |  | Building seal will be at the end of it's life cycle
Westgate Gym - Exterior Painting NEW | P0100 | ADV | North | Paint | 62700 | FY 2023: 62700 | 7 | 1424 | 3 |  | New done in FY13, holding up. Put in the plan to keep it in the cycle
Westgate Gymnasium FACP Replacement | P0032 | ADV | ESS | LV | 40000 | FY 2018: 40000 | 7 | 107 | 1 |  | NOTIFIER AFP 200 The FACP system life expectancy date shown is listed and generates a replacement plan due to the installed version not being manufacturer or supported, parts no longer readily available, and electronic equipment estimated life cycles have been reached.
Westgate Park Restroom and Athletic Field Renovation | T110 | IST | Parks | GC | 2000000 | FY 2020: 250000; FY 2023: 1750000 | 7 |  |  | Existing Park Redevelopment or Expansion | An outdoor restroom is needed at this community park site in compliance with Health Department regulations for splash playground and for athletic field users. Turf will be upgraded to quality artificial surface for year-round use. This park serves many at-risk use.
Westgate Sport Fields and Bball Court Light Replacement | T016 | IST | Parks | Elect | 200000 | 200000 | 0 | 0 | 0 | 0 | 0 | 0 | 0 | 0 | 0 | 0 | 7 |  |  | Sports Lighting Replacement | Old lighting past expected life cycle needs replacement to maintain safe play on sport fields - Softball, Multipurpose fields & Basketball court (lights installed in 1983)
WUD # 5 Customer Service Replace 60 ton Chilled Water AHU | W0016 | WUD | South | HVAC | 90000 | FY 2018: 90000 | 3 | 1360 | 3
WUD #4100 WP - HVAC replacement (NEW) | W0026 | WUD | North | HVAC | 196650 | FY 2023: 196650 | 6 | 2000 | 3 | Units will be at the end of its life cycle
WUD CROC - O&M Bldg#1 - Small DX split | W0024 | WUD | North | HVAC | 24850 | FY 2021: 24850 | 2 | 1534 | 3 | Unit is at the end of its life cycle
WUD CROC BUILDING 10 Admin Bldg | W0019 | WUD | ESS | HVAC | 40000 | FY 2019: 40000 | 2 | 1541 | 2 | G. Smith
WUD CROC BUILDING 1-8 O & M | W0020 | WUD | ESS | HVAC | 100000 | FY 2019: 100000 | 2 | 1534 | 2 | G. Smith
WUD Radio Replacements | W0013 | WUD | ESS | Elect | 149500 | FY 2017: 149500 |  |  | 1 | M. Filla
WUD SROC - Central Energy Plant #8 | W0007 | WUD | North | HVAC | 47700 | FY 2017: 47700 | 2 | 1540 | 3
WUD SROC BLDG M Replace DX HVAC | W0010 | WUD | South | HVAC | 60000 | FY 2017: 60000 | 5 | 1109 | 4
WUD SROC BLDG P Replace DX HVAC | W0008 | WUD | South | HVAC | 50000 | FY 2017: 50000 | 5 | 1108 | 3
WUD Water Plant #8 - Filtration Bldg - 10 ton rooftop replacement | W0003 | WUD | North | HVAC | 25200 | FY 2017: 25200 | 2 | 1179 | 3 | Unit is at the end of its life cycle
WUD Water Plant #8 - Ozone/Comp Bldg - 5 ton split replace (NEW) | W0009 | WUD | North | HVAC | 52000 | FY 2017: 52000 | 2 | 1181 | 3 | Unit is at the end of its life cycle
WUD WP #8 - Main Bldg - Control Room rooftop AC replacement | W0005 | WUD | North | HVAC | 34060 | FY 2017: 34060 | 2 | 685 | 3 | Unit is at the end of its life cycle
WUD WTP3 CLEARWELL CONTROL BLDG | W0022 | WUD | ESS | HVAC | 50000 | FY 2020: 50000 |  |  | 2 | G. Smith
WUD WTP3 DEEPWELL CONTROL BLDG | W0023 | WUD | ESS | HVAC | 50000 | FY 2020: 50000 |  |  | 2 | G. Smith
WUD WTP3 PROCESSES BUILDING | W0021 | WUD | ESS | HVAC | 100000 | FY 2019: 100000 |  |  | 2 | G. Smith
WUD WTP9 NORTH | W0025 | WUD | ESS | HVAC | 35000 | FY 2021: 35000 |  |  | 2 | G. Smith
WUD WTP9 SOUTH ELECTRIC RM HALON | W0011 | WUD | ESS | Fire | 70000 | FY 2017: 70000 |  |  | 1 | G. Smith
Yamato-Kan Museum Weatherproofing | P0060 | ADV | South | Paint | 65000 | FY 2019: 65000 | 5 | 346 | 3 |  | Aesthetics affects use of Museum
Youth Services @ Highridge - Roof Replacement | F0265 | ADV | North | Roof | 461318 | FY 2019: 461318 | 7 | 46 | 2 |  | Should remain here, slipping in condition; 2/24/16 move from 17 to 19
Youth Services @ Highridge - Exterior Painting | F0251 | ADV | North | Paint | 36582 | FY 2019: 36582 | 7 | 46 | 3 |  | Moved from FY 16 To FY 19
Youth Services @ Highridge - Interior Painting | F0137 | ADV | North | Paint | 44352 | FY 2020: 44352 | 7 | 46 | 3 |  | Done in FY13, holding up well. Can be moved if needed.
Note on A1: John: without ADA and Jail Tabs
Note on A69: ksykes: New Project
Note on A94: ksykes: New Project
Note on A194: ksykes: New Project added to list
Note on A218: ksykes: New Project
Note on A226: ksykes: New Project
Note on A234: ksykes: New Project
Note on A238: ksykes: New Project
Note on A319: bknowles:
Note on A418: ksykes: New Project
Note on A446: ksykes: New Project
Note on A461: ksykes: New Project
Note on A536: ksykes: New Project
Note on A628: ksykes: New Projet
Note on A832: ksykes: New Project
Note on A873: ksykes: New Project
Note on A939: ksykes: New Project